## Add Inventory Here!
Part | Brevitest Part Number | Manufactuer Lot Id | Total Amount Added | Amount Added/Date | Date, Initials | Amount Added/Date | Date, Initials | Amount Added/Date | Date, Initials | Amount Added/Date | Date, Initials | Amount Added/Date | Date, Initials | Amount Added/Date | Date, Initials | Amount Added/Date | Date, Initials | Amount Added/Date | Date, Initials | Amount Added/Date | Date, Initials | Item | Total Amount Added
Instructions For Use | IFU-SPU-001 |  | 0 | 0 | 10/2/2025, NC | [16 empty] | Instructions For Use | 0
M3 x 40 mm SHCS | PT-SPU-002 |  | 100 | 100 | 10/2/2025, NC | [16 empty] | M3 x 40 mm SHCS | 100
M3 Self-Retaining Washer - Nylon | PT-SPU-003 |  | 405 | 405 | 10/2/2025, NC | [16 empty] | M3 Self-Retaining Washer - Nylon | 405
M3.12 x 8 mm - Torx PlasticThread-Forming | PT-SPU-004 |  | 520 | 520 | 10/2/2025, NC | [16 empty] | M3.12 x 8 mm - Torx PlasticThread-Forming | 520
M3 x 25 mm - low profile SHCS | PT-SPU-005 |  | 291 | 291 | 10/2/2025, NC | [16 empty] | M3 x 25 mm - low profile SHCS | 291
M3 split lock washer | PT-SPU-006 |  | 145 | 145 | 10/2/2025, NC | [16 empty] | M3 split lock washer | 145
M3 High Hex Nut | PT-SPU-007 |  | 158 | 158 | 10/2/2025, NC | [16 empty] | M3 High Hex Nut | 158
Main Magnet - Spherical | PT-SPU-008 |  | 71 | 71 | 10/2/2025, NC | [16 empty] | Main Magnet - Spherical | 71
Support Magnet - Cylindrical | PT-SPU-009 |  | 236 | 236 | 10/2/2025, NC | [16 empty] | Support Magnet - Cylindrical | 236
Holding Magnet - Bar | PT-SPU-010 |  | 51 | 51 | 10/2/2025, NC | [16 empty] | Holding Magnet - Bar | 51
Upper Magnet Bracket | PT-SPU-012 |  | 45 | 45 | 10/2/2025, NC | [16 empty] | Upper Magnet Bracket | 45
Heater Block | PT-SPU-013 |  | 121 | 51 | 10/2/2025, NC | 70 | 1/31/2026,NC | [14 empty] | Heater Block | 121
Proximal Stage Bracket | PT-SPU-014 |  | 93 | 93 | 10/2/2025, NC | [16 empty] | Proximal Stage Bracket | 93
Distal Bracket | PT-SPU-015 |  | 86 | 86 | 10/2/2025, NC | [16 empty] | Distal Bracket | 86
Stepper Motor | PT-SPU-016 |  | 48 | 48 | 10/2/2025, NC | [16 empty] | Stepper Motor | 48
20 Tooth GT-2 Pulley | PT-SPU-017 |  | 55 | 55 | 10/2/2025, NC | [16 empty] | 20 Tooth GT-2 Pulley | 55
Barcode Scanner | PT-SPU-018 |  | 83 | 49 | 10/2/2025, NC | 34 | 10/15/2025, AV | [14 empty] | Barcode Scanner | 83
#4 x 1/4 Flat Head Thread-Forming Screw | PT-SPU-019 |  | 330 | 330 | 10/2/2025, NC | [16 empty] | #4 x 1/4 Flat Head Thread-Forming Screw | 330
Black Sheet Metal Enclosure | PT-SPU-021 |  | 30 | 30 | 10/2/2025, NC | [16 empty] | Black Sheet Metal Enclosure | 30
Enclosure Front | PT-SPU-022 |  | 111 | 111 | 10/2/2025, NC | [16 empty] | Enclosure Front | 111
Enclosure Back | PT-SPU-023 |  | 175 | 175 | 10/2/2025, NC | [16 empty] | Enclosure Back | 175
Heavy Duty Unthreaded Bumpers | PT-SPU-024 |  | 315 | 315 | 10/2/2025, NC | [16 empty] | Heavy Duty Unthreaded Bumpers | 315
Structure Top | PT-SPU-027 |  | 161 | 161 | 10/2/2025, NC | [16 empty] | Linear Rail Assembly | 71
Linear Rail Assembly | PT-SPU-028 |  | 71 | 71 | 10/2/2025, NC | [16 empty] | M3 x 10 mm SHCS | 139
M3 x 10 mm SHCS | PT-SPU-029 |  | 139 | 139 | 10/2/2025, NC | [16 empty] | M3.12 x 12 mm - Torx PlasticThread-Forming | 1167
M3.12 x 12 mm - Torx PlasticThread-Forming | PT-SPU-030 |  | 1167 | 1167 | 10/2/2025, NC | [16 empty] | Cartridge Heater | 30
Cartridge Heater | PT-SPU-031 |  | 30 | 30 | 10/2/2025, NC | [16 empty] | Timing Belt 350 mm (6mm x 3000mm) | 29000
Timing Belt 350 mm (6mm x 3000mm) | PT-SPU-032 |  | 29000 | 29000 | 10/2/2025, NC | [16 empty] | Torx T5 - M1.6x3 (Screws - Barcode Scanner) | 187
Torx T5 - M1.6x3 (Screws - Barcode Scanner) | PT-SPU-033 |  | 187 | 187 | 10/2/2025, NC | [16 empty] | Motion to Sensor Flat Flex Cable (FFC) | 107
Motion to Sensor Flat Flex Cable (FFC) | PT-SPU-034 |  | 107 | 107 | 10/2/2025, NC | [16 empty] | Particle M-SOM | 47
Particle M-SOM | PT-SPU-082 |  | 47 | 19 | 10/2/2025, NC | 3 | 10/15/2025, AV | 25 | 12/5/2025, AV | [12 empty] | Acrylic Mirror - 23mm X 27mm | 173
Acrylic Mirror - 23mm X 27mm | PT-SPU-036 |  | 173 | 173 | 10/2/2025, NC | [16 empty] | Oil-Embedded Sleeve Bearing | 99
Oil-Embedded Sleeve Bearing | PT-SPU-041 |  | 99 | 99 | 10/2/2025, NC | [16 empty] | Undersized Dowel Pin 18-8 Stainless Steel, 5 mm Diameter, 20 mm Long | 107
Structure Bottom | PT-SPU-044 |  | 208 | 208 | 10/2/2025, NC | [16 empty] | Off-White Nylon Unthreaded Spacer 3-16 OD | 75
Barrel Jack Assembly | PT-SPU-046 |  | 88 | 88 | 10/2/2025, NC | [16 empty] | Main Board Fuse 5A | 55
Undersized Dowel Pin 18-8 Stainless Steel, 5 mm Diameter, 20 mm Long | PT-SPU-051 |  | 107 | 107 | 10/2/2025, NC | [16 empty] | Adhesive Tape for Antenna | 0
Off-White Nylon Unthreaded Spacer 3-16 OD | PT-SPU-052 |  | 75 | 75 | 10/2/2025, NC | [16 empty] | Labeled Front Enclosure | 99
Main Board Fuse 5A | PT-SPU-097 |  | 55 | 55 | 10/2/2025, NC | [16 empty] | Aluminum Tape | 14630
Adhesive Tape for Antenna | PT-SPU-054 |  | 0 | [18 empty] | Heater Block Nylon Spacer | 96
MSOM Brass Screw | PT-SPU-092 |  | 54 | 54 | 10/2/2025, NC | [16 empty] | Bubble Wrap - Bag | 0
Structural Manifold | PT-SPU-098 |  | 10 | 10 | 10/2/2025, NC | [16 empty] | NCSS Antenna | 0
Diode Manifold Screws | PT-SPU-095 |  | 0 |  | 10/2/2025, NC | [16 empty] | Wide Band Cellular Antenna | 0
Laser Filter | PT-SPU-096 |  | 119 | 119 | 10/2/2025, NC | [16 empty] | Wi-Fi/BLE Antenna | 0
Stage Board | SBA-SPU-001 |  | 25 | 25 | 10/2/2025, NC | [16 empty] | Power Supply | 30
Main Board | SBA-SPU-002 |  | 35 | 35 | 10/2/2025, NC | [16 empty] | Silver Sheet Metal Enclosure | 10
Laser Diode | PT-SPU-078 |  | 321 | 21 | 10/2/2025, NC | 300 | 10/20/2025, AV | [14 empty] | LED Lens Cap | 45
LED Light Assembly | PT-SPU-091 |  | 136 | 36 | 10/2/2025, NC | 100 | 12/8/2025,NC | [14 empty] | Packaging Tape | 0
Labeled Front Enclosure | PT-SPU-093 |  | 99 | 99 | 10/2/2025, NC | [16 empty] | Stepper Motor Screw | 248
Aluminum Tape | PT-SPU-099 |  | 14630 | 14630 | 10/2/2025, NC | [16 empty] | Stepper Motor Connector Housing | 250
Heater Block Nylon Spacer | PT-SPU-100 |  | 96 | 96 | 10/2/2025, NC | [16 empty] | Structural Manifold | 0
Power Supply |  |  | 30 | 30 | 10/2/2025, NC | [16 empty] | Collimating Cap Top | 0
NCSS Antenna | PT-SPU-101 |  | 0 | 0 | 10/2/2025, NC | [16 empty] | Diode Manifold Screws | 0
Wide Band Cellular Antenna | PT-SPU-102 |  | 0 | 0 | 10/2/2025, NC | [16 empty] | Laser Lenses | 0
Wi-Fi/BLE Antenna | PT-SPU-103 |  | 0 | 0 | 10/2/2025, NC | [16 empty] | Laser Filter | 119
Silver Sheet Metal Enclosure | PT-SPU-XXX |  | 10 | 10 | 10/2/2025, NC | [16 empty] | Stage Board | 25
LED Lens Cap | PT-SPU-020 |  | 45 | 45 | 10/2/2025, NC | [16 empty] | Main Board | 35
Stepper Motor Screw | PT-SPU-047 |  | 248 | 248 | 10/2/2025, NC | [16 empty] | Laser Diode | 321
Stepper Motor Connector Housing | PT-SPU-049 |  | 250 | 250 | 10/2/2025, NC | [16 empty] | LED Light Assembly | 136
VWR Pipette Tips 200uL | PT-CT-100 |  | 4320 | 2400 | 10/15/2025, AV | 1920 | 11/25/2025,NC | [14 empty] | Structure Top | 161
Thermosael Roll | PT-CT-101 |  | 3 | 1 | 10/15/2025, AV | 122 | 12/1/2025, AV | [14 empty] | Structure Bottom | 208
Cartriedge Sleeve | PT-CT-102 |  | 1568 | 1568 | 10/15/2025, AV | [16 empty] | Barrel Jack Assembly | 88
PE Roll | PT-CT-103 |  | 8 | 2 | 10/15/2025, AV | 6 | 12/8/2025, AV | [14 empty] | MSOM Brass Screw | 54
Cartridge | PT-CT-001 |  | 3500 | 1500 | 11/10/2025,NC | 2000 | 1/7/2026,NC
[22 empty] | Instructions For Use | 0
[22 empty] | Cartridge | 3500
[22 empty] | Thermoseal | 0
[22 empty] | Avery Label Template 94102 | 0
[22 empty] | Cartridge Sleeve | 0
[22 empty] | Avery Label Template 94200 | 0
[22 empty] | Sealing Sticker (1.0 x 2.5 in) | 0
[22 empty] | Ice Pack 8oz | 0
[22 empty] | Ice Pack 16oz | 0
[22 empty] | Interior Cartridge Box | 0
[22 empty] | Finger Stick | 0
[22 empty] | Diluent Dropper | 0
[22 empty] | Alcohol Wipe | 0
[22 empty] | 10x10x10 Insulated Lined Shipper | 0
[22 empty] | SPU | 0
[22 empty] | 12V Medical Grade Power Supply | 0
[22 empty] | Power Supply Power Cord | 0
[22 empty] | SPU Internal Box | 0
[22 empty] | SPU Shipping Box | 0
[22 empty] | Brass Screw | 0
[22 empty] | M2 Manifold Washer | 0
[22 empty] | Structural Manifold | 10
[22 empty] | Labeled Front Enclosure | 99
[22 empty] | VWR Pipette Tips 200uL | 4320
[22 empty] | 19in Thermoseal Sheets | 0
[22 empty] | Cartriedge Sleeve | 1568
[22 empty] | PE Roll | 8
[22 empty] | Cartridge | 3500

## Manually Subtract Here!
Part | Brevitest Part Number | Reason | Total Amount Subtracted | Amount Subtracted | Date, Initials, Reason | Amount Subtracted | Date, Initials, Reason | Amount Subtracted | Date, Initials, Reason | Amount Subtracted | Date, Initials, Reason | Amount Subtracted | Date, Initials, Reason | Amount Subtracted | Date, Initials, Reason | Amount Subtracted | Date, Initials, Reason | Amount Subtracted | Date, Initials, Reason | Amount Subtracted | Date, Initials, Reason | Item | Total Amount Subtracted | Total Amount Remaining in Inventory
Instructions For Use | IFU-SPU-001 |  | 0 | [18 empty] | Instructions For Use | 0 | 0
M3 x 40 mm SHCS | PT-SPU-002 |  | 1 | 1 | 10/3/2025/AV/SPU build |  | 10/7/25,NC,Board-Str.Top Tolerance measurments | [14 empty] | M3 x 40 mm SHCS | 1 | 99
M3 Self-Retaining Washer - Nylon | PT-SPU-003 |  | 0 | [18 empty] | M3 Self-Retaining Washer - Nylon | 0 | 405
M3.12 x 8 mm - Torx PlasticThread-Forming | PT-SPU-004 |  | 0 | [18 empty] | M3.12 x 8 mm - Torx PlasticThread-Forming | 0 | 520
M3 x 25 mm - low profile SHCS | PT-SPU-005 |  | 0 | [18 empty] | M3 x 25 mm - low profile SHCS | 0 | 291
M3 split lock washer | PT-SPU-006 |  | 0 | [18 empty] | M3 split lock washer | 0 | 145
M3 High Hex Nut | PT-SPU-007 |  | 0 | [18 empty] | M3 High Hex Nut | 0 | 158
Main Magnet - Spherical | PT-SPU-008 |  | 0 | [18 empty] | Main Magnet - Spherical | 0 | 71
Support Magnet - Cylindrical | PT-SPU-009 |  | 0 | [18 empty] | Support Magnet - Cylindrical | 0 | 236
Holding Magnet - Bar | PT-SPU-010 |  | 0 | [18 empty] | Holding Magnet - Bar | 0 | 51
Upper Magnet Bracket | PT-SPU-012 |  | 0 | [18 empty] | Upper Magnet Bracket | 0 | 45
Heater Block | PT-SPU-013 |  | 0 | [18 empty] | Heater Block | 0 | 121
Proximal Stage Bracket | PT-SPU-014 |  | 0 | [18 empty] | Proximal Stage Bracket | 0 | 93
Distal Bracket | PT-SPU-015 |  | 0 | [18 empty] | Distal Bracket | 0 | 86
Stepper Motor | PT-SPU-016 |  | 0 | [18 empty] | Stepper Motor | 0 | 48
20 Tooth GT-2 Pulley | PT-SPU-017 |  | 0 | [18 empty] | 20 Tooth GT-2 Pulley | 0 | 55
Barcode Scanner | PT-SPU-018 |  | 0 | [18 empty] | Barcode Scanner | 0 | 83
#4 x 1/4 Flat Head Thread-Forming Screw | PT-SPU-019 |  | 4 | 4 | 12/8/2025, AV | [16 empty] | #4 x 1/4 Flat Head Thread-Forming Screw | 4 | 326
Black Sheet Metal Enclosure | PT-SPU-021 |  | 0 | [18 empty] | Black Sheet Metal Enclosure | 0 | 30
Enclosure Front | PT-SPU-022 |  | 0 | [18 empty] | Enclosure Front | 0 | 111
Enclosure Back | PT-SPU-023 |  | 0 | [18 empty] | Enclosure Back | 0 | 175
Heavy Duty Unthreaded Bumpers | PT-SPU-024 |  | 0 | [18 empty] | Heavy Duty Unthreaded Bumpers | 0 | 315
Structure Top | PT-SPU-027 |  | 5 |  |  | 5 | [15 empty] | Linear Rail Assembly | 0 | 71
Linear Rail Assembly | PT-SPU-028 |  | 0 | [18 empty] | M3 x 10 mm SHCS | 0 | 139
M3 x 10 mm SHCS | PT-SPU-029 |  | 0 | [18 empty] | M3.12 x 12 mm - Torx PlasticThread-Forming | 0 | 1167
M3.12 x 12 mm - Torx PlasticThread-Forming | PT-SPU-030 |  | 0 | [18 empty] | Cartridge Heater | 0 | 30
Cartridge Heater | PT-SPU-031 |  | 0 | [18 empty] | Timing Belt 350 mm (6mm x 3000mm) | 0 | 29000
Timing Belt 350 mm (6mm x 3000mm) | PT-SPU-032 |  | 0 | [18 empty] | Torx T5 - M1.6x3 (Screws - Barcode Scanner) | 0 | 187
Torx T5 - M1.6x3 (Screws - Barcode Scanner) | PT-SPU-033 |  | 0 | [18 empty] | Motion to Sensor Flat Flex Cable (FFC) | 0 | 107
Motion to Sensor Flat Flex Cable (FFC) | PT-SPU-034 |  | 0 | [18 empty] | Particle M-SOM | 5 | 42
Particle M-SOM | PT-SPU-082 |  | 5 | 5 | 1/21/2025, NC | [16 empty] | Acrylic Mirror - 23mm X 27mm | 0 | 173
Acrylic Mirror - 23mm X 27mm | PT-SPU-036 |  | 0 | [18 empty] | Oil-Embedded Sleeve Bearing | 0 | 99
Oil-Embedded Sleeve Bearing | PT-SPU-041 |  | 0 | [18 empty] | Undersized Dowel Pin 18-8 Stainless Steel, 5 mm Diameter, 20 mm Long | 1 | 106
Structure Bottom | PT-SPU-044 |  | 0 | [18 empty] | Off-White Nylon Unthreaded Spacer 3-16 OD | 0 | 75
Barrel Jack Assembly | PT-SPU-046 |  | 0 | [18 empty] | Main Board Fuse 5A | 0 | 55
Undersized Dowel Pin 18-8 Stainless Steel, 5 mm Diameter, 20 mm Long | PT-SPU-051 |  | 1 | 1 | 12/8/025, AV | [16 empty] | Adhesive Tape for Antenna | 0 | 0
Off-White Nylon Unthreaded Spacer 3-16 OD | PT-SPU-052 |  | 0 | [18 empty] | Labeled Front Enclosure | 0 | 99
Main Board Fuse 5A | PT-SPU-097 |  | 0 | [18 empty] | Aluminum Tape | 0 | 14630
Adhesive Tape for Antenna | PT-SPU-054 |  | 0 | [18 empty] | Heater Block Nylon Spacer | 0 | 96
MSOM Brass Screw | PT-SPU-092 |  | 0 | [18 empty] | Bubble Wrap - Bag | 0 | 0
Structural Manifold | PT-SPU-098 |  | 0 | [18 empty] | NCSS Antenna | 0 | 0
Diode Manifold Screws | PT-SPU-095 |  | 0 | [18 empty] | Wide Band Cellular Antenna | 0 | 0
Laser Filter | PT-SPU-096 |  | 0 | [18 empty] | Wi-Fi/BLE Antenna | 0 | 0
Stage Board | SBA-SPU-001 |  | 0 | [18 empty] | Power Supply | 0 | 30
Main Board | SBA-SPU-002 |  | 5 |  |  | 5 | 10/7/25,NC,Board-Str.Top Tolerance measurments | [14 empty] | Silver Sheet Metal Enclosure | 0 | 10
Laser Diode | PT-SPU-078 |  | 0 | [18 empty] | LED Lens Cap | 0 | 45
LED Light Assembly | PT-SPU-091 |  | 0 | [18 empty] | Packaging Tape | 0 | 0
Labeling of Front Enclosure | PT-SPU-093 |  | 0 | [18 empty] | Stepper Motor Screw | 0 | 248
Aluminum Tape | PT-SPU-099 |  | 0 | [18 empty] | Stepper Motor Connector Housing | 0 | 250
Heater Block Nylon Spacer | PT-SPU-100 |  | 0 | [19 empty] | 0 | 0
Power Supply |  |  | 0 | [18 empty] | Collimating Cap Top | 0 | 0
NCSS Antenna | PT-SPU-101 |  | 0 | [18 empty] | Diode Manifold Screws | 0 | 0
Wide Band Cellular Antenna | PT-SPU-102 |  | 0 | [18 empty] | Laser Lenses | 0 | 0
Wi-Fi/BLE Antenna | PT-SPU-103 |  | 0 | [18 empty] | Laser Filter | 0 | 119
Silver Sheet Metal Enclosure | PT-SPU-XXX |  | 0 | [18 empty] | Stage Board | 0 | 25
LED Lens Cap | PT-SPU-020 |  | 0 | [18 empty] | Main Board | 5 | 30
VWR Pipette Tips 200uL | PT-CT-100 |  | 1056 | 384 |  | 384 | 12/16/25,JQ | 288 | 2/04/26,JQ | [12 empty] | Laser Diode | 0 | 321
19in Thermoseal Sheets | PT-CT-101 |  | 91 | 15 | 10/29/2025,AV | 15 | 11/3/2025,NC | 13 | 11/10/2025,AV | 9 | 11/19/2050,NC | 18 | 11/22/2025,NC | 4 | 12/1/2025, AV | 8 | 12/2/2025, AV | 9 | 12/2/2025, AV |  |  | LED Light Assembly | 0 | 136
Cartriedge Sleeve | PT-CT-102 |  | 0 | [18 empty] | Structure Top | 5 | 156
PE Roll | PT-CT-103 |  | 4 | 2 | 12/3/2025,JQ | 1 | 1/12/2026, JQ | 1 | 2/4/26,JQ | [12 empty] | Structure Bottom | 0 | 208
Cartridge | PT-CT-001 |  | 1500 | 500 | 12/1/2025,JQ | 1000 | 1/1/2026,NC | [14 empty] | Barrel Jack Assembly | 0 | 88
[22 empty] | MSOM Brass Screw | 0 | 54
0
[22 empty] | Instructions For Use | 0 | 0
[22 empty] | Cartridge | 1500 | 2000
[22 empty] | Thermoseal | 0 | 0
[22 empty] | Avery Label Template 94102 | 0 | 0
[22 empty] | Cartridge Sleeve | 0 | 0
[22 empty] | Avery Label Template 94200 | 0 | 0
[22 empty] | Sealing Sticker (1.0 x 2.5 in) | 0 | 0
[22 empty] | Ice Pack 8oz | 0 | 0
[22 empty] | Ice Pack 16oz | 0 | 0
[22 empty] | Interior Cartridge Box | 0 | 0
[22 empty] | Finger Stick | 0 | 0
[22 empty] | Diluent Dropper | 0 | 0
[22 empty] | Alcohol Wipe | 0 | 0
[22 empty] | 10x10x10 Insulated Lined Shipper | 0 | 0
[22 empty] | SPU | 0 | 0
[22 empty] | 12V Medical Grade Power Supply | 0 | 0
[22 empty] | Power Supply Power Cord | 0 | 0
[22 empty] | SPU Internal Box | 0 | 0
[22 empty] | SPU Shipping Box | 0 | 0
[22 empty] | MSOM Brass Screw | 0 | 0
[22 empty] | M2 Manifold Washer | 0 | 0
[22 empty] | Structural Manifold | 0 | 10
[22 empty] | Labeled Front Enclosure | 0 | 99
[22 empty] | VWR Pipette Tips 200uL | 1056 | 3264
[22 empty] | 19in Thermoseal Sheets | 91 | -91
[22 empty] | Cartriedge Sleeve | 0 | 1568
[22 empty] | PE Roll | 4 | 4
[22 empty] | Cartridge | 1500 | 2000

## BOM SPU Old (hidden)
Components SPU
Item | DESCRIPTION | BREVITEST P/N | CLASSIFICATION OF MATERIAL | SUPPLIER P/N | SUPPLIER | CURRENT DRW VERSION | QTY PER UNIT | UoM | Cost Per Unit | Shipping Cost (per unit) | Cost Per Unit+Shipping Cost | Sales Tax (8.25%) | Total Cost Per Unit | Extended Cost
1 | Instructions For Use | IFU-SPU-001 | Non-Critical | N/A | In-House Printing | 0 | 1 | ea | N/A
2 |  | PT-SPU-002 | Non-Critical | 91292A024 | McMaster-Carr | 0 | 2 | ea | 0.158 | 0.01 | 0.168 | 1.0825 | 0.18186 | 0.36372
3 | M3 Self-Retaining Washer - Nylon | PT-SPU-003 | Non-Critical | 91755A396 | McMaster-Carr | 0 | 4 | ea | 0.0348 | 0.03 | 0.0648 | 1.0825 | 0.070146 | 0.28058
4 | M3.12 x 8 mm - Torx PlasticThread-Forming | PT-SPU-004 | Non-Critical | 99397A441 | McMaster-Carr | 0 | 8 | ea | 0.2836 | 0.01 | 0.2936 | 1.0825 | 0.31782 | 2.5426
5 | M3 x 25 mm - low profile SHCS | PT-SPU-005 | Non-Critical | 92855A317 | McMaster-Carr | 0 | 4 | ea | 0.36 | 0.03 | 0.39 | 1.0825 | 0.42218 | 1.6887
6 | M3 split lock washer | PT-SPU-006 | Non-Critical | 91111A118 | McMaster-Carr | 0 | 2 | ea | 0.0271 | 0.03 | 0.0571 | 1.0825 | 0.061811 | 0.12362
7 | M3 High Hex Nut | PT-SPU-007 | Non-Critical | 90725A020 | McMaster-Carr | 0 | 2 | ea | 0.1022 | 0.03 | 0.1322 | 1.0825 | 0.14311 | 0.28621
8 | Main Magnet - Spherical | PT-SPU-008 | Non-Critical | SP0627 | Super Magnet Man | 0 | 3 | ea | 1.25 | 0.23 | 1.48 | 1.0825 | 1.6021 | 4.8063
9 | Support Magnet - Cylindrical | PT-SPU-009 | Non-Critical | D42-N52 | K&J | 0 | 9 | ea | 0.42 | 0.3828 | 0.8028 | 1.0825 | 0.86903 | 7.8213
10 | Holding Magnet - Bar | PT-SPU-010 | Non-Critical | BX041 | K&J | 0 | 1 | ea | 0.75 | 0.4112 | 1.1612 | 1.0825 | 1.257 | 1.257
11 | Upper Magnet Bracket | PT-SPU-012 | Citical | A011912-01 | Vinatech | 2 | 1 | ea | 30 | 0.75 | 30.75 | 1.0825 | 33.2869 | 33.2869
12 | Heater Block | PT-SPU-013 | Citical | N/A | Alchemy | 4 | 1 | ea | 73.06 | 0 | 73.06 | 1.0825 | 79.0875 | 79.0875
13 | Proximal Stage Bracket | PT-SPU-014 | Citical | A011914-01 | Xometry | 7 | 1 | ea | 2.94 | 0 | 2.94 | 1.0825 | 3.1825 | 3.1825
14 | Distal Stage Bracket | PT-SPU-015 | Citical | A012023-01 | Xometry | 6 | 1 | ea | 4.98 | 0 | 4.98 | 1.0825 | 5.3909 | 5.3909
15 | Stepper Motor | PT-SPU-016 | Non-Critical | 17HS13-0404S1-C6 | OMC-Stepper Motor | 0 | 1 | ea | 10.5 | 4.6 | 15.1 | 1.0825 | 16.3457 | 16.3457
16 | 20 Tooth GT-2 Pulley | PT-SPU-017 | Non-Critical | 3684N12 | McMaster-Carr | 0 | 1 | ea | 6.04 | 0.03 | 6.07 | 1.0825 | 6.5708 | 6.5708
17 | Barcode Scanner | PT-SPU-018 | Non-Critical | RT206 | RTScan | 1 | 1 | ea | 58 | 2.3 | 60.3 | 1.0825 | 65.2747 | 65.2747
18 | #4 x 1/4" Flat Head Thread-Forming Screw | PT-SPU-019 | Non-Critical | 95893A601 | McMaster-Carr | 0 | 4 | ea | 0.3088 | 0.03 | 0.3388 | 1.0825 | 0.36675 | 1.467
19 | LED Lens Cap | PT-SPU-020 | Non-Critical | 36-8671-ND | Digikey | 0 | 1 | ea | 0.815 | 0.035 | 0.85 | 1.0825 | 0.92012 | 0.92012
20 | Sheet Metal Enclosure | PT-SPU-021 | Non-Critical | A012037-01 | Vinatech | 1 | 1 | ea | 20 | 0.75 | 20.75 | 1.0825 | 22.4619 | 22.4619
21 | Enclosure Front | PT-SPU-022 | Non-Critical | A012038-01 | Xometry | 1 | 1 | ea | 2.18 | 0 | 2.18 | 1.0825 | 2.3599 | 2.3599
22 | Enclosure Back | PT-SPU-023 | Non-Critical | A012039-01 | Xometry | 1 | 1 | ea | 2.08 | 0 | 2.08 | 1.0825 | 2.2516 | 2.2516
23 | Heavy Duty Unthreaded Bumpers | PT-SPU-024 | Non-Critical | 8884T13 | McMaster-Carr | 1 | 4 | ea | 0.205 | 0.03 | 0.235 | 1.0825 | 0.25439 | 1.0175
24 | Structure Top | PT-SPU-027 | Citical | A012047-01 | Xometry | 4 | 1 | ea | 1.85 | 0 | 1.85 | 1.0825 | 2.0026 | 2.0026
25 | Linear Rail Assembly | PT-SPU-028 | Non-Critical | MGN12C1R0100ZFHM | HIWIN | 1 | 1 | ea | 57 | 0.2482 | 57.2482 | 1.0825 | 61.9712 | 61.9712
26 | M3 x 10 mm SHCS | PT-SPU-029 | Non-Critical | 91292A113 | McMaster-Carr | 0 | 2 | ea | 0.06 | 0.03 | 0.09 | 1.0825 | 0.097425 | 0.19485
27 | M3.12 x 12 mm - Torx PlasticThread-Forming | PT-SPU-030 | Non-Critical | 99397A448 | McMaster-Carr | 1 | 11 | ea | 0.3074 | 0.01 | 0.3174 | 1.0825 | 0.34359 | 3.7794
28 | Cartridge Heater | PT-SPU-031 | Non-Critical | ASIN : B078BMZVVQ | Amazon | 2 | 1 | ea | 2.95 | 0 | 2.95 | 1.0825 | 3.1934 | 3.1934
29 | Timing Belt 350 mm (6mm x 3000mm) | PT-SPU-032 | Non-Critical | 3682N1 | McMaster-Carr | 0 | 350 | mm | 0.012 | 0.01 | 0.022 | 1.0825 | 0.023815 | 8.3353
30 | Torx T5 - M1.6x3 (Screws - Barcode Scanner) | PT-SPU-033 | Non-Critical | 90910A900 | McMaster-Carr | 0 | 2 | ea | 0.1352 | 0.03 | 0.1652 | 1.0825 | 0.17883 | 0.35766
31 | Motion to Sensor Flat Flex Cable (FFC) | PT-SPU-034 | Non-Critical | A9CCA-1203E-ND | Digikey | 1 | 1 | ea | 5.55 | 0.035 | 5.585 | 1.0825 | 6.0458 | 6.0458
32 | Argon Kit | PT-SPU-035 | Citical | ARGN-H | Particle | 1 | 1 | ea | 30.7 | 0.445 | 31.145 | 1.0825 | 33.7145 | 33.7145
33 | Acrylic Mirror - 23mm X 27mm | PT-SPU-036 | Non-Critical | N/A | Alchemy | 0 | 1 | ea | 1.23 | 0 | 1.23 | 1.0825 | 1.3315 | 1.3315
34 | Oil-Embedded Sleeve Bearing | PT-SPU-041 | Non-Critical | 6659K671 | McMaster-Carr | 0 | 2 | ea | 2.94 | 0.01 | 2.95 | 1.0825 | 3.1934 | 6.3867
35 | Structure Bottom | PT-SPU-044 | Non-Critical | A012068-01 | Xometry | 3 | 1 | ea | 2.08 | 0 | 2.08 | 1.0825 | 2.2516 | 2.2516
36 | Barrel Jack Assembly | PT-SPU-046 | Non-Critical | DCC-2275-ND | Digikey | 3 | 1 | ea | 9.38 | 0 | 9.38 | 1.0825 | 10.1539 | 10.1539
37 | Undersized Dowel Pin 18-8 Stainless Steel, 5 mm Diameter, 20 mm Long | PT-SPU-051 | Non-Critical | 97049A116 | McMaster-Carr | 0 | 2 | ea | 0.4108 | 0.03 | 0.4408 | 1.0825 | 0.47717 | 0.95433
38 | Off-White Nylon Unthreaded Spacer 3/16" OD, 1/8" Long, for Number 2 Screw Size | PT-SPU-052 | Non-Critical | 94639A701 | McMaster-Carr | 0 | 2 | ea | 0.1145 | 0.03 | 0.1445 | 1.0825 | 0.15642 | 0.31284
39 | Motion Board Fuse | PT-SPU-053 | Non-Critical | 486-4564-1-ND | Digikey | 0 | 1 | ea | 0.709 | 0.035 | 0.744 | 1.0825 | 0.80538 | 0.80538
40 | Adhesive Tape for Antenna | PT-SPU-054 | Non-Critical | ASINB073XS3CHW | Amazon | 0 | 1 | ea | 0.2775 | 0 | 0.2775 | 1.0825 | 0.30039 | 0.30039
41 | Top Label | PT-SPU-056 | Non-Critical | Avery 5523 | Amazon | 1 | 1 | ea | 0.07 | 0 | 0.07 | 1.0825 | 0.075775 | 0.075775
42 | UDI Label | PT-SPU-058 | Non-Critical | Avery 5523 | Amazon | 1 | 3 | ea | 0.07 | 0 | 0.07 | 1.0825 | 0.075775 | 0.22733
43 | Front Label | PT-SPU-059 | Non-Critical | Avery 5523 | Amazon | 1 | 1 | ea | 0.07 | 0 | 0.07 | 1.0825 | 0.075775 | 0.075775
44 | Bubble Wrap - Bag | PT-SPU-061 | Non-Critical | S-2868 | ULine | 1 | 2 | ea | 0.476 | 0.0532 | 0.5292 | 1.0825 | 0.57286 | 1.1457
45 | 12V Medical Grade Power Supply | PT-SPU-063 | Non-Critical | 1866-2016-ND | Digikey | 0 | 1 | ea | 26.07 | 0.035 | 26.105 | 1.0825 | 28.2587 | 28.2587
46 | Power Supply Power Cord | PT-SPU-064 | Non-Critical | 1847-PC-ABK003F-ND 85AJ0992 | Digikey Newark | 1 | 1 | ea | 1.99 | 0.1998 | 2.1898 | 1.0825 | 2.3705 | 2.3705
47 | Shipping Bolt - Phillips Rounded Head | PT-SPU-065 | Non-Critical | 99461A208 | McMaster-Carr | 0 | 1 | ea | 0.34 | 0.03 | 0.37 | 1.0825 | 0.40053 | 0.40053
48 | Shipping Box | PT-SPU-066 | Non-Critical | S-4782 | ULine | 0 | 1 | ea | 0.0352 | 0.0034 | 0.0386 | 1.0825 | 0.041785 | 0.041785
49 | Corner Foam | PT-SPU-067 | Non-Critical | S-23844 | ULine | 0 | 8 | ea | 1.7188 | 0.0034 | 1.7222 | 1.0825 | 1.8642 | 14.9138
50 | Cardboard Insert | PT-SPU-068 | Non-Critical | S-18193 | ULine | 0 | 12 | ea | 0.24 | 0.0034 | 0.2434 | 1.0825 | 0.26348 | 3.1618
51 | Packaging Tape | PT-SPU-069 | Non-Critical | S-2350 | ULine | 0 | 30 | in | 0.0027 | 0.0034 | 0.0061 | 1.0825 | 0.0066032 | 0.1981
52 | DC Input Label | PT-SPU-070 | Non-Critical | Avery 94102 | Avery | 0 | 1 | ea | 0.009875 | 0 | 0.009875 | 1.0825 | 0.01069 | 0.01069
53 | Barrel Jack Label | PT-SPU-071 | Non-Critical | Avery 94102 | Avery | 0 | 1 | ea | 0.009875 | 0 | 0.009875 | 1.0825 | 0.01069 | 0.01069
54 | Stage Board | SBA-SPU-001 | Citical | 5x073fe-nw6jbg9 | MacroFab | 1 | 1 | ea | 21.21 | 0.24 | 21.45 | 1.0825 | 23.2196 | 23.2196
55 | Motion Board | SBA-SPU-002 | Citical | 17x9rhv-6wd2ty8 | MacroFab | 2 | 1 | ea | 73.83 | 0.24 | 74.07 | 1.0825 | 80.1808 | 80.1808
[11 empty] | Total Material Cost SPU |  |  | 555.1697

## Create Production SPU Here!
UDI | Date Created | Initials | Validation? |  | value showing created SPUs | Part ID | Quantity in SPU |  | Total In Inventory After Creation of Productions
|  |  |  | 1 | 0 | Instructions For Use | 1 |  | 0
|  |  |  | 1 |  | M3 x 40 mm SHCS | 2 |  | 99
|  |  |  | 1 |  | M3 Self-Retaining Washer - Nylon | 4 |  | 405
|  |  |  | 1 |  | M3.12 x 8 mm - Torx PlasticThread-Forming | 8 |  | 520
|  |  |  | 1 |  | M3 x 25 mm - low profile SHCS | 4 |  | 291
|  |  |  | 1 |  | M3 split lock washer | 2 |  | 145
|  |  |  | 1 |  | M3 High Hex Nut | 2 |  | 158
|  |  |  | 1 |  | Main Magnet - Spherical | 3 |  | 71
|  |  |  | 1 |  | Support Magnet - Cylindrical | 9 |  | 236
|  |  |  | 1 |  | Holding Magnet - Bar | 1 |  | 51
|  |  |  | 1 |  | Upper Magnet Bracket | 1 |  | 45
|  |  |  | 1 |  | Heater Block | 1 |  | 121
|  |  |  | 1 |  | Proximal Stage Bracket | 1 |  | 93
|  |  |  | 1 |  | Distal Bracket | 1 |  | 86
|  |  |  | 1 |  | Stepper Motor | 1 |  | 48
|  |  |  | 1 |  | 20 Tooth GT-2 Pulley | 1 |  | 55
|  |  |  | 1 |  | Barcode Scanner | 1 |  | 83
|  |  |  | 1 |  | #4 x 1/4 Flat Head Thread-Forming Screw | 4 |  | 326
|  |  |  | 1 |  | Black Sheet Metal Enclosure | 1 |  | 30
|  |  |  | 1 |  | Enclosure Front | 0 |  | 111
|  |  |  | 1 |  | Enclosure Back | 1 |  | 175
|  |  |  | 1 |  | Heavy Duty Unthreaded Bumpers | 4 |  | 315
|  |  |  | 1 |  | Linear Rail Assembly | 1 |  | 71
|  |  |  | 1 |  | M3 x 10 mm SHCS | 2 |  | 139
|  |  |  | 1 |  | M3.12 x 12 mm - Torx PlasticThread-Forming | 11 |  | 1167
|  |  |  | 1 |  | Cartridge Heater | 0 |  | 30
|  |  |  | 1 |  | Timing Belt 350 mm (6mm x 3000mm) | 350 |  | 29000
|  |  |  | 1 |  | Torx T5 - M1.6x3 (Screws - Barcode Scanner) | 2 |  | 187
|  |  |  | 1 |  | Motion to Sensor Flat Flex Cable (FFC) | 1 |  | 107
|  |  |  | 1 |  | Particle M-SOM | 1 |  | 42
|  |  |  | 1 |  | Acrylic Mirror - 23mm X 27mm | 1 |  | 173
|  |  |  | 1 |  | Oil-Embedded Sleeve Bearing | 2 |  | 99
|  |  |  | 1 |  | Undersized Dowel Pin 18-8 Stainless Steel, 5 mm Diameter, 20 mm Long | 2 |  | 106
|  |  |  | 1 |  | Off-White Nylon Unthreaded Spacer 3-16 OD | 2 |  | 75
|  |  |  | 1 |  | Main Board Fuse 5A | 1 |  | 55
|  |  |  | 1 |  | Adhesive Tape for Antenna | 0 |  | 0
|  |  |  | 1 |  | Labeled Front Enclosure | 1 |  | 99
|  |  |  | 1 |  | Aluminum Tape | 60 | mm | 14630
|  |  |  | 1 |  | Heater Block Nylon Spacer | 3 |  | 96
|  |  |  | 1 |  | Bubble Wrap - Bag | 0 |  | 0
|  |  |  | 1 |  | NCSS Antenna | 0 |  | 0
|  |  |  | 1 |  | Wide Band Cellular Antenna | 0 |  | 0
|  |  |  | 1 |  | Wi-Fi/BLE Antenna | 0 |  | 0
|  |  |  | 1 |  | Power Supply | 1 |  | 30
|  |  |  | 1 |  | Silver Sheet Metal Enclosure | 0 |  | 10
|  |  |  | 1 |  | LED Lens Cap | 1 |  | 45
|  |  |  | 1 |  | Packaging Tape | 0 |  | 0
|  |  |  | 1 |  | Stepper Motor Screw | 0 |  | 248
|  |  |  | 1 |  | Stepper Motor Connector Housing | 0 |  | 250
|  |  |  | 1 |  | Collimating Cap | 0 |  | 0
|  |  |  | 1 |  | Collimating Cap Top | 1 |  | 0
|  |  |  | 1 |  | Diode Manifold Screws | 2 |  | 0
|  |  |  | 1 |  | Laser Lenses | 3 |  | 0
|  |  |  | 1 |  | Laser Filter | 1 |  | 119
|  |  |  | 1 |  | Stage Board | 1 |  | 25
|  |  |  | 1 |  | Main Board | 1 |  | 30
|  |  |  | 1 |  | Laser Diode | 0 |  | 321
|  |  |  | 1 |  | LED Light Assembly | 1 |  | 136
|  |  |  | 1 |  | Structure Top | 1 |  | 156
|  |  |  | 1 |  | Structure Bottom | 1 |  | 208
|  |  |  | 1 |  | Barrel Jack Assembly | 1 |  | 88
|  |  |  | 1 |  | MSOM Brass Screw | 1 |  | 54
|  |  |  | 1 |  | PTFE Plastic Washer | 3 |  | 0
|  |  |  | 1 |  | Cartridge | 0 |  | 0
|  |  |  | 1 |  | Thermoseal | 0 |  | 2000
|  |  |  | 1 |  | Avery Label Template 94102 | 0 |  | 0
|  |  |  | 1 |  | Cartridge Sleeve | 0 |  | 0
|  |  |  | 1 |  | Avery Label Template 94200 | 0 |  | 0
|  |  |  | 1 |  | Sealing Sticker (1.0 x 2.5 in) | 0 |  | 0
|  |  |  | 1 |  | Ice Pack 8oz | 0 |  | 0
|  |  |  | 1 |  | Ice Pack 16oz | 0 |  | 0
|  |  |  | 1 |  | Interior Cartridge Box | 0 |  | 0
|  |  |  | 1 |  | Finger Stick | 0 |  | 0
|  |  |  | 1 |  | Diluent Dropper | 0 |  | 0
|  |  |  | 1 |  | Alcohol Wipe | 0 |  | 0
|  |  |  | 1 |  | 10x10x10 Insulated Lined Shipper | 0 |  | 0
|  |  |  | 1 |  | M2 Manifold Washer | 0 |  | 0
|  |  |  | 1 |  | Structural Manifold | 0 |  | 10
|  |  |  | 1 |  | VWR Pipette Tips 200uL | 0 |  | 3264
|  |  |  | 1 |  | 19in Thermoseal Sheets | 0 |  | -91
|  |  |  | 1 |  | Cartriedge Sleeve | 0 |  | 1568
|  |  |  | 1 |  | PE Roll | 0 |  | 4
|  |  |  | 1 |  | Cartridge | 0 |  | 2000
|  |  |  | 1 |  |  |  |  | 0
|  |  |  | 1 |  |  |  |  | 10
|  |  |  | 1 |  |  |  |  | 99
1
1
1
1
1
1
1
1
1
1
1
1
1
1
1
1
1
1
1
1
1
1
1
1
1
1
1
1

## Create R&D SPU Here!
UDI | Date Created | Location | Initials | Validation? | value showing created SPUs | Part ID | Quantity in SPU |  | Total In Inventory After Creations of Production and R&D
BT-M01-0000-0214 |  | R&D |  |  | 23 | Instructions For Use | 0 |  | 0
BT-M01-0000-0215 |  | R&D |  |  |  | M3 x 40 mm SHCS | 2 |  | 53
BT-M01-0000-0216 |  | R&D |  |  |  | M3 Self-Retaining Washer - Nylon | 4 |  | 313
BT-M01-0000-0217 |  | R&D |  |  |  | M3.12 x 8 mm - Torx PlasticThread-Forming | 8 |  | 336
BT-M01-0000-0218 |  | R&D |  |  |  | M3 x 25 mm - low profile SHCS | 4 |  | 199
BT-M01-0000-0219 |  | R&D |  |  |  | M3 split lock washer | 2 |  | 99
BT-M01-0000-0220 |  | R&D |  |  |  | M3 High Hex Nut | 2 |  | 112
BT-M01-0000-0221 |  | R&D |  |  |  | Main Magnet - Spherical | 3 |  | 2
BT-M01-0000-0222 |  | R&D |  |  |  | Support Magnet - Cylindrical | 9 |  | 29
BT-M01-0000-0223 |  | R&D |  |  |  | Holding Magnet - Bar | 1 |  | 28
BT-M01-0000-0224 |  | R&D |  |  |  | Upper Magnet Bracket | 1 |  | 22
BT-M01-0000-0225 |  | R&D |  |  |  | Heater Block | 1 |  | 98
BT-M01-0000-0226 |  | R&D |  |  |  | Proximal Stage Bracket | 1 |  | 70
BT-M01-0000-0227 |  | R&D |  |  |  | Distal Bracket | 1 |  | 63
BT-M01-0000-0228 |  | R&D |  |  |  | Stepper Motor | 1 |  | 25
BT-M01-0000-0229 |  | R&D |  |  |  | 20 Tooth GT-2 Pulley | 1 |  | 32
BT-M01-0000-0230 |  | R&D |  |  |  | Barcode Scanner | 1 |  | 60
BT-M01-0000-0231 |  | R&D |  |  |  | #4 x 1/4 Flat Head Thread-Forming Screw | 4 |  | 234
BT-M01-0000-0232 |  | R&D |  |  |  | Black Sheet Metal Enclosure | 0 |  | 30
BT-M01-0000-0233 |  | R&D |  |  |  | Enclosure Front | 1 |  | 88
BT-M01-0000-0234 |  | R&D |  |  |  | Enclosure Back | 1 |  | 152
BT-M01-0000-0235 |  | R&D |  |  |  | Heavy Duty Unthreaded Bumpers | 4 |  | 223
BT-M01-0000-0236 |  | R&D |  |  |  | Linear Rail Assembly | 1 |  | 48
[6 empty] | M3 x 10 mm SHCS | 2 |  | 93
[6 empty] | M3.12 x 12 mm - Torx PlasticThread-Forming | 11 |  | 914
[6 empty] | Cartridge Heater | 0 |  | 30
[6 empty] | Timing Belt 350 mm (6mm x 3000mm) | 350 |  | 20950
[6 empty] | Torx T5 - M1.6x3 (Screws - Barcode Scanner) | 2 |  | 141
[6 empty] | Motion to Sensor Flat Flex Cable (FFC) | 1 |  | 84
[6 empty] | Particle M-SOM | 1 |  | 19
[6 empty] | Acrylic Mirror - 23mm X 27mm | 1 |  | 150
[6 empty] | Oil-Embedded Sleeve Bearing | 2 |  | 53
[6 empty] | Undersized Dowel Pin 18-8 Stainless Steel, 5 mm Diameter, 20 mm Long | 2 |  | 60
[6 empty] | Off-White Nylon Unthreaded Spacer 3-16 OD | 2 |  | 29
[6 empty] | Main Board Fuse 5A | 1 |  | 32
[6 empty] | Adhesive Tape for Antenna | 0 |  | 0
[6 empty] | Labeled Front Enclosure | 0 |  | 99
[6 empty] | Aluminum Tape | 60 | mm | 13250
[6 empty] | Heater Block Nylon Spacer | 3 |  | 27
[6 empty] | Bubble Wrap - Bag | 0 |  | 0
[6 empty] | NCSS Antenna | 0 |  | 0
[6 empty] | Wide Band Cellular Antenna | 0 |  | 0
[6 empty] | Wi-Fi/BLE Antenna | 0 |  | 0
[6 empty] | Power Supply | 1 |  | 7
[6 empty] | Silver Sheet Metal Enclosure | 1 |  | -13
[6 empty] | LED Lens Cap | 1 |  | 22
[6 empty] | Packaging Tape | 0 |  | 0
[6 empty] | Stepper Motor Screw | 0 |  | 248
[6 empty] | Stepper Motor Connector Housing | 0 |  | 250
[6 empty] | Collimating Cap | 1 |  | -23
[6 empty] | Collimating Cap Top | 1 |  | -23
[6 empty] | Diode Manifold Screws | 2 |  | -46
[6 empty] | Laser Lenses | 3 |  | -69
[6 empty] | Laser Filter | 1 |  | 96
[6 empty] | Stage Board | 1 |  | 2
[6 empty] | Main Board | 1 |  | 7
[6 empty] | Laser Diode | 0 |  | 321
[6 empty] | LED Light Assembly | 1 |  | 113
[6 empty] | Structure Top | 1 |  | 133
[6 empty] | Structure Bottom | 1 |  | 185
[6 empty] | Barrel Jack Assembly | 1 |  | 65
[6 empty] | MSOM Brass Screw | 1 |  | 31
[6 empty] | PTFE Plastic Washer | 0 |  | 0
[5 empty] | For an Order of 18 | Cartridge | 0 |  | 0
[6 empty] | Thermoseal | 0 |  | 2000
[6 empty] | Avery Label Template 94102 | 0 |  | 0
[6 empty] | Cartridge Sleeve | 0 |  | 0
[6 empty] | Avery Label Template 94200 | 0 |  | 0
[6 empty] | Sealing Sticker (1.0 x 2.5 in) | 0 |  | 0
[6 empty] | Ice Pack 8oz | 0 |  | 0
[6 empty] | Ice Pack 16oz | 0 |  | 0
[6 empty] | Interior Cartridge Box | 0 |  | 0
[6 empty] | Finger Stick | 0 |  | 0
[6 empty] | Diluent Dropper | 0 |  | 0
[6 empty] | Alcohol Wipe | 0 |  | 0
[6 empty] | 10x10x10 Insulated Lined Shipper | 0 |  | 0
[6 empty] | M2 Manifold Washer | 0 |  | 0
[6 empty] | Structural Manifold | 0 |  | 10
[6 empty] | VWR Pipette Tips 200uL | 0 |  | 3264
[6 empty] | 19in Thermoseal Sheets | 0 |  | -91
[6 empty] | Cartriedge Sleeve | 0 |  | 1568
[6 empty] | PE Roll | 0 |  | 4
[6 empty] | Cartridge | 0 |  | 2000

## Inventory Tracking System
PRODUCTION BOM AND INVENTORY COUNT
Item | DESCRIPTION | BREVITEST P/N | CLASSIFICATION OF MATERIAL | SUPPLIER P/N | SUPPLIER | CURRENT DRW VERSION | QTY PER UNIT | UoM | Cost Per Unit | Shipping Cost (per unit) | Cost Per Unit+Shipping Cost | Sales Tax (8.25%) | Total Cost Per Unit | Extended Cost | Lead Time (Days) | Is this Part Dependent on Another "In Process" Part? | If so, which one? | Total Lead Time (includes manufacturing time in house or outsourced) | Notes | Limiting Inventory (# of SPUs) | # of Items in Order Unit | Mold/Custom Part Confirmed | Amount Current in Inventory for Production | Number of Order Units Needed | Number of Order Units Needed | Do we need to order? | Purchase price needed for each part | Total Purchase Price of Part | Manual Amount Input (Total Individual Units You Will Order, not excess) | Which is bigger price change | Number of Order Units Needed | Number of Order Units Needed | Total Purchase Price of Part Adjusted | Final Part Cost Dependent on Change | # of Production SPU -> | 100 |  | Cost per Unit | Number of Units | Total | SPU Hard Case Price Quotes
1 | Instructions For Use | IFU-SPU-001 | Non-Critical | N/A | In-House Printing | 0 | 1 | ea | 0 | 0 | 0 | 0 | 0 | 0 | N/A | No | N/A | N/A |  | 0 | 1 | N/A | 0 | 100 | 100 | YES | 0 | 0 | 0 | 0 | 0 | 0 | 0 | 0 |  |  | Total Cost to produce all new units | 1447.6093 | 100 | #N/A
2 | M3 x 40 mm SHCS | PT-SPU-002 | Non-Critical | 91292A024 | McMaster-Carr | 0 | 2 | ea | 0.158 | 0.01 | 0.168 | 1.0825 | 0.18186 | 0.36372 | 2 | No | N/A | 2 |  | 26.5 | 25 | N/A | 53 | 5.88 | 6 | YES | 27.279 | 27.279 | 0 | 0.18 | 0 | 0 | 0 | 27.279
3 | M3 Self-Retaining Washer - Nylon | PT-SPU-003 | Non-Critical | 91755A396 | McMaster-Carr | 0 | 4 | ea | 0.0348 | 0.03 | 0.0648 | 1.0825 | 0.070146 | 0.28058 | 2 | No | N/A | 2 |  | 78.25 | 25 | N/A | 313 | 3.48 | 4 | YES | 7.0146 | 7.0146 | 0 | 0.070146 | 0 | 0 | 0 | 7.0146
4 | M3.12 x 8 mm - Torx PlasticThread-Forming | PT-SPU-004 | Non-Critical | 99397A441 | McMaster-Carr | 0 | 8 | ea | 0.2836 | 0.01 | 0.2936 | 1.0825 | 0.31782 | 2.5426 | 2 | No | N/A | 2 |  | 42 | 50 | N/A | 336 | 9.28 | 10 | YES | 158.911 | 158.911 | 0 | 0.31782 | 0 | 0 | 0 | 158.911
5 | M3 x 25 mm - low profile SHCS | PT-SPU-005 | Non-Critical | 92855A317 | McMaster-Carr | 0 | 4 | ea | 0.36 | 0.03 | 0.39 | 1.0825 | 0.42218 | 1.6887 | 2 | No | N/A | 2 |  | 49.75 | 25 | N/A | 199 | 8.04 | 9 | YES | 94.9894 | 94.9894 | 0 | 0.42218 | 0 | 0 | 0 | 94.9894
6 | M3 split lock washer | PT-SPU-006 | Non-Critical | 91111A118 | McMaster-Carr | 0 | 2 | ea | 0.0271 | 0.03 | 0.0571 | 1.0825 | 0.061811 | 0.12362 | 2 | No | N/A | 2 |  | 49.5 | 100 | N/A | 99 | 1.01 | 2 | YES | 12.3621 | 12.3621 | 0 | 0.061811 | 0 | 0 | 0 | 12.3621
7 | M3 High Hex Nut | PT-SPU-007 | Non-Critical | 90725A020 | McMaster-Carr | 0 | 2 | ea | 0.1022 | 0.03 | 0.1322 | 1.0825 | 0.14311 | 0.28621 | 2 | No | N/A | 2 |  | 56 | 50 | N/A | 112 | 1.76 | 2 | YES | 14.3107 | 14.3107 | 0 | 0.14311 | 0 | 0 | 0 | 14.3107
8 | Main Magnet - Spherical | PT-SPU-008 | Non-Critical | SP0627 | Super Magnet Man | 0 | 3 | ea | 1.25 | 0.23 | 1.48 | 1.0825 | 1.6021 | 4.8063 | 5 | No | N/A | 5 |  | 0.66667 | 50 | N/A | 2 | 5.96 | 6 | YES | 480.63 | 480.63 | 0 | 1.6021 | 0 | 0 | 0 | 480.63
9 | Support Magnet - Cylindrical | PT-SPU-009 | Non-Critical | D42-N52 | K&J | 1 | 9 | ea | 0.42 | 0.3828 | 0.8028 | 1.0825 | 0.86903 | 7.8213 | 4 | No | N/A | 4 |  | 3.2222 | 1 | N/A | 29 | 871 | 871 | YES | 756.926 | 756.926 | 0 | 0.86903 | 0 | 0 | 0 | 756.926
10 | Holding Magnet - Bar | PT-SPU-010 | Non-Critical | BX041 | K&J | 0 | 1 | ea | 0.75 | 0.4112 | 1.1612 | 1.0825 | 1.257 | 1.257 | 4 | No | N/A | 4 |  | 28 | 1 | N/A | 28 | 72 | 72 | YES | 90.5039 | 90.5039 | 0 | 1.257 | 0 | 0 | 0 | 90.5039
11 | Upper Magnet Bracket | PT-SPU-012 | Critical | A011912-01 | Xometry | 2 | 1 | ea | 30 | 0.75 | 30.75 | 1.0825 | 33.2869 | 33.2869 | 7 | Yes | Aluminum Tape | 7 |  | 22 | 1 | Confirmed | 22 | 78 | 78 | YES | 2596.3763 | 2596.3763 | 0 | 311.37 | 0 | 0 | 0 | 2596.3763
12 | Heater Block | PT-SPU-013 | Critical | 0750AD3 | Xometry | 4 | 1 | ea | 27 | 0 | 27 | 1.0825 | 29.2275 | 29.2275 | 7 | Yes | Aluminum Tape | 7 |  | 98 | 1 | No | 98 | 2 | 2 | YES | 58.455 | 58.455 | 0 | 356.28 | 0 | 0 | 0 | 58.455
13 | Proximal Stage Bracket | PT-SPU-014 | Critical | A011914-01 | Xometry | 7 | 1 | ea | 2.94 | 0 | 2.94 | 1.0825 | 3.1825 | 3.1825 | 8 | No | N/A | 8 |  | 70 | 1 | Confirmed | 70 | 30 | 30 | YES | 95.4765 | 95.4765 | 0 | 40.64 | 0 | 0 | 0 | 95.4765
14 | Distal Bracket | PT-SPU-015 | Critical | A012023-01 | Xometry | 6 | 1 | ea | 4.89 | 0 | 4.89 | 1.0825 | 5.2934 | 5.2934 | 8 | No | N/A | 8 |  | 63 | 1 | Confirmed | 63 | 37 | 37 | YES | 195.8567 | 195.8567 | 0 | 42.06 | 0 | 0 | 0 | 195.8567
15 | Stepper Motor | PT-SPU-016 | Non-Critical | 17HS13-0404S1-C6 | OMC-Stepper Motor | 0 | 1 | ea | 10.5 | 4.6 | 15.1 | 1.0825 | 16.3457 | 16.3457 | 8 | No | N/A | 8 |  | 25 | 1 | N/A | 25 | 75 | 75 | YES | 1225.9312 | 1225.9312 | 0 | 8.48 | 0 | 0 | 0 | 1225.9312
16 | 20 Tooth GT-2 Pulley | PT-SPU-017 | Non-Critical | 3684N12 | McMaster-Carr | 0 | 1 | ea | 6.04 | 0.03 | 6.07 | 1.0825 | 6.5708 | 6.5708 | 2 | No | N/A | 2 |  | 32 | 1 | N/A | 32 | 68 | 68 | YES | 446.8127 | 446.8127 | 0 | 6.5708 | 0 | 0 | 0 | 446.8127
17 | Barcode Scanner | PT-SPU-018 | Non-Critical | RT206 | RTScan | 1 | 1 | ea | 58 | 2.3 | 60.3 | 1.0825 | 65.2747 | 65.2747 | 10 | No | N/A | 10 | China | 60 | 1 | N/A | 60 | 40 | 40 | YES | 2610.99 | 2610.99 | 0 | 65.2747 | 0 | 0 | 0 | 2610.99
18 | #4 x 1/4 Flat Head Thread-Forming Screw | PT-SPU-019 | Non-Critical | 96640A054 | McMaster-Carr | 0 | 4 | ea | 0.3088 | 0.03 | 0.3388 | 1.0825 | 0.36675 | 1.467 | 2 | No | N/A | 2 |  | 58.5 | 50 | N/A | 234 | 3.32 | 4 | YES | 73.3502 | 73.3502 | 0 | 0.36675 | 0 | 0 | 0 | 73.3502
19 | Black Sheet Metal Enclosure | PT-SPU-021 | Non-Critical | A012037-01 | Xometry | 1 | 1 | ea | 20.55 | 0.75 | 21.3 | 1.0825 | 23.0572 | 23.0572 | 11 | No | N/A | 11 |  | 30 | 1 | No | 30 | 70 | 70 | YES | 1614.0075 | 1614.0075 | 0 | 229 | 0 | 0 | 0 | 1614.0075
20 | Enclosure Back | PT-SPU-023 | Non-Critical | A012039-01 | Xometry | 1 | 1 | ea | 2.08 | 0 | 2.08 | 1.0825 | 2.2516 | 2.2516 | 8 | No | N/A | 8 |  | 152 | 1 | TBD | 152 | -52 | 0 | NO | 0 | 0 | 0 | 6.7 | 0 | 0 | 0 | 0
21 | Heavy Duty Unthreaded Bumpers | PT-SPU-024 | Non-Critical | 8884T13 | McMaster-Carr | 1 | 4 | ea | 0.205 | 0.03 | 0.235 | 1.0825 | 0.25439 | 1.0175 | 2 | No | N/A | 2 |  | 55.75 | 50 | N/A | 223 | 3.54 | 4 | YES | 50.8775 | 50.8775 | 0 | 0.25439 | 0 | 0 | 0 | 50.8775
22 | Structure Top | PT-SPU-027 | Critical | A012047-01 | Xometry | 4 | 1 | ea | 1.85 | 0 | 1.85 | 1.0825 | 2.0026 | 2.0026 | 8 | No | N/A | 8 |  | 156 | 1 | TBD | 156 | -56 | 0 | NO | 0 | 0 | 0 | 6.47 | 0 | 0 | 0 | 0
23 | Linear Rail Assembly | PT-SPU-028 | Non-Critical | MGN12C1R0100ZFHM | HIWIN | 1 | 1 | ea | 57 | 0.2482 | 57.2482 | 1.0825 | 61.9712 | 61.9712 | 3 | No | N/A | 3 |  | 48 | 1 | N/A | 48 | 52 | 52 | YES | 3222.5012 | 3222.5012 | 0 | 61.9712 | 0 | 0 | 0 | 3222.5012
24 | M3 x 10 mm SHCS | PT-SPU-029 | Non-Critical | 91292A113 | McMaster-Carr | 0 | 2 | ea | 0.06 | 0.03 | 0.09 | 1.0825 | 0.097425 | 0.19485 | 2 | No | N/A | 2 |  | 46.5 | 100 | N/A | 93 | 1.07 | 2 | YES | 19.485 | 19.485 | 0 | 0.097425 | 0 | 0 | 0 | 19.485
25 | M3.12 x 12 mm - Torx PlasticThread-Forming | PT-SPU-030 | Non-Critical | 99397A448 | McMaster-Carr | 1 | 11 | ea | 0.3074 | 0.01 | 0.3174 | 1.0825 | 0.34359 | 3.7794 | 2 | No | N/A | 2 |  | 83.0909 | 50 | N/A | 914 | 3.72 | 4 | YES | 68.7171 | 68.7171 | 0 | 0.34359 | 0 | 0 | 0 | 68.7171
26 | Timing Belt 350 mm (6mm x 3000mm) | PT-SPU-032 | Non-Critical | 3682N1 | McMaster-Carr | 0 | 350 | mm | 0.012 | 0.01 | 0.022 | 1.0825 | 0.023815 | 8.3353 | 2 | No | N/A | 2 |  | 59.8571 | 3500 | N/A | 20950 | 4.0143 | 5 | YES | 416.7625 | 416.7625 | 0 | 0.023815 | 0 | 0 | 0 | 416.7625
27 | Torx T5 - M1.6x3 (Screws - Barcode Scanner) | PT-SPU-033 | Non-Critical | 90910A900 | McMaster-Carr | 0 | 2 | ea | 0.1352 | 0.03 | 0.1652 | 1.0825 | 0.17883 | 0.35766 | 2 | No | N/A | 2 |  | 70.5 | 100 | N/A | 141 | 0.59 | 1 | YES | 17.8829 | 17.8829 | 0 | 0.17883 | 0 | 0 | 0 | 17.8829
28 | Motion to Sensor Flat Flex Cable (FFC) | PT-SPU-034 | Non-Critical | A9CCA-1203E-ND | Digikey | 1 | 1 | ea | 5.55 | 0.035 | 5.585 | 1.0825 | 6.0458 | 6.0458 | 5 | No | N/A | 5 |  | 84 | 5 | N/A | 84 | 3.2 | 4 | YES | 120.9153 | 120.9153 | 0 | 6.0458 | 0 | 0 | 0 | 120.9153
29 | Particle M-SOM | PT-SPU-082 | Critical | ARGN-H | Particle | 1 | 1 | ea | 54.95 | 0.445 | 55.395 | 1.0825 | 59.9651 | 59.9651 | 7 | No | N/A | 7 |  | 19 | 1 | N/A | 19 | 81 | 81 | YES | 4857.1721 | 4857.1721 | 0 | 50.2659 | 0 | 0 | 0 | 4857.1721
30 | Acrylic Mirror - 23mm X 27mm | PT-SPU-036 | Non-Critical | Acrylic Mirror | Alchemy Industrial | 0 | 1 | ea | 1.23 | 0 | 1.23 | 1.0825 | 1.3315 | 1.3315 |  | No | N/A | 0 |  | 150 | 1 | N/A | 150 | -50 | 0 | NO | 0 | 0 | 0 | 1.23 | 0 | 0 | 0 | 0
31 | Oil-Embedded Sleeve Bearing | PT-SPU-041 | Non-Critical | 6659K671 | McMaster-Carr | 0 | 2 | ea | 2.94 | 0.01 | 2.95 | 1.0825 | 3.1934 | 6.3867 | 2 | No | N/A | 2 |  | 26.5 | 1 | N/A | 53 | 147 | 2 | YES | 6.3867 | 6.3867 | 0 | 2.95 | 0 | 0 | 0 | 6.3867
32 | Structure Bottom | PT-SPU-044 | Non-Critical | A012068-01 | Xometry | 3 | 1 | ea | 2.08 | 0 | 2.08 | 1.0825 | 2.2516 | 2.2516 | 8 | No | N/A | 8 |  | 185 | 1 | TBD | 185 | -85 | 0 | NO | 0 | 0 | 0 | 6.47 | 0 | 0 | 0 | 0
33 | Barrel Jack Assembly | PT-SPU-046 | Non-Critical | DCC-2275-ND | Digikey | 3 | 1 | ea | 9.88 | 0 | 9.88 | 1.0825 | 10.6951 | 10.6951 | 5 | No | N/A | 5 | may take up to a week for manufacturing according to digikey due to custom part and assembly | 65 | 1 | Confirmed | 65 | 35 | 35 | YES | 374.3285 | 374.3285 | 0 | 9.38 | 0 | 0 | 0 | 374.3285
34 | Undersized Dowel Pin 18-8 Stainless Steel, 5 mm Diameter, 20 mm Long | PT-SPU-051 | Non-Critical | 97049A116 | McMaster-Carr | 0 | 2 | ea | 0.4108 | 0.03 | 0.4408 | 1.0825 | 0.47717 | 0.95433 | 2 | No | N/A | 2 |  | 30 | 25 | N/A | 60 | 5.6 | 6 | YES | 71.5749 | 71.5749 | 0 | 0.47717 | 0 | 0 | 0 | 71.5749
35 | Off-White Nylon Unthreaded Spacer 3-16 OD | PT-SPU-052 | Non-Critical | 94639A701 | McMaster-Carr | 0 | 2 | ea | 0.1145 | 0.03 | 0.1445 | 1.0825 | 0.15642 | 0.31284 | 2 | No | N/A | 2 |  | 14.5 | 100 | N/A | 29 | 1.71 | 2 | YES | 31.2842 | 31.2842 | 0 | 0.15642 | 0 | 0 | 0 | 31.2842
36 | Main Board Fuse 5A | PT-SPU-097 | Non-Critical | 486-3615-ND | Digikey | 0 | 1 | ea | 0.81 | 0.035 | 0.845 | 1.0825 | 0.91471 | 0.91471 | 5 | No | N/A | 5 |  | 32 | 1 | N/A | 32 | 68 | 68 | YES | 62.2005 | 62.2005 | 0 | 0.80538 | 0 | 0 | 0 | 62.2005
37 | Adhesive Tape for Antenna | PT-SPU-054 | Non-Critical | ASINB073XS3CHW | Amazon | 0 | 1 | ea | 0.2775 | 0 | 0.2775 | 1.0825 | 0.30039 | 0.30039 | 2 | No | N/A | 2 |  | 0 | 1 | N/A | 0 | 100 | 100 | YES | 30.0394 | 30.0394 | 0 | 0.30039 | 0 | 0 | 0 | 30.0394
38 | MSOM Brass Screw | PT-SPU-092 | Non-Critical | 96741A011 | McMaster-Carr | 0 | 1 | ea | 0.112 | 0 | 0.112 | 1.0825 | 0.12124 | 0.12124 | 2 | No | N/A | 2 |  | 31 | 100 | N/A | 31 | 0.69 | 1 | YES | 12.124 | 12.124 | 0 | 0.11 | 0 | 0 | 0 | 12.124
39 | Laser Filter | PT-SPU-096 |  | 69-898 | Emma Technology Company | 0 | 1 | ea | 1.1 | 1 | 2.1 | 1.0825 | 2.2732 | 2.2732 | 17 - 21 | No | N/A | 17 - 21 | China | 96 | 1 | N/A | 96 | 4 | 4 | YES | 9.093 | 9.093 | 0 | 2.2 | 0 | 0 | 0 | 9.093
40 | Stage Board | SBA-SPU-004 | Critical | 5x073fe-nw6jbg9 | MacroFab | 1 | 1 | ea | 36.1934 | 0.24 | 36.4334 | 1.0825 | 39.4391 | 39.4391 | 23 | Yes | Cartridge Heater | 48 | Price based on 50 unit order Can spend more for faster | 2 | 1 | Confirmed | 2 | 98 | 98 | YES | 3865.0346 | 3865.0346 | 0 | 426.1934 | 0 | 0 | 0 | 3865.0346
41 | Main Board | SBA-SPU-003 | Critical | 17x9rhv-6wd2ty8 | MacroFab | 2 | 1 | ea | 88 | 0.24 | 88.24 | 1.0825 | 95.5198 | 95.5198 | 23 | Yes | Laser Diodes Structural Manifold | 32 | Price based on 50 unit order Can spend more for faster | 7 | 1 | Confirmed | 7 | 93 | 93 | YES | 8883.3414 | 8883.3414 | 0 | 654.7072 | 0 | 0 | 0 | 8883.3414
42 | LED Light Assembly | PT-SPU-091 |  | Cable Assembly PHR-4 | WirinGo | 0 | 1 | ea | 2.27 | 0.3 | 2.57 | 1.0825 | 2.782 | 2.782 | 10 | No | N/A | 10 |  | 113 | 1 | N/A | 113 | -13 | 0 | NO | 0 | 0 | 0 | 2.27 | 0 | 0 | 0 | 0
43 | Labeled Front Enclosure | PT-SPU-093 | Non-Critical | N/A | Sunline Products | 0 | 1 | ea | 9.33 | 0 | 9.33 | 1.0825 | 10.0997 | 10.0997 | 14 | Yes | Labeling | 14 | Time based on single order, could have faster options | 99 | 1 | N/A | 99 | 1 | 1 | YES | 10.0997 | 10.0997 | 0 | 9.33 | 0 | 0 | 0 | 10.0997
44 | Aluminum Tape | PT-SPU-099 | Non-Critical | B0BNKK95YC | Amazon | 0 | 60 | mm | 0.00042 | 0 | 0.00042 | 1.0825 | 0.00045465 | 0.027279 | 4 | No | N/A | 4 |  | 220.8333 | 18288 | N/A | 13250 | -0.39643 | 0 | NO | 0 | 0 | 0 | 0.00042 | 0 | 0 | 0 | 0
45 | Heater Block Nylon Spacer | PT-SPU-100 | Non-Critical | 94639A302 | McMaster-Carr | 0 | 3 | ea | 0.1866 | 0.11 | 0.2966 | 1.0825 | 0.32107 | 0.96321 | 2 | No | N/A | 2 |  | 9 | 3 | N/A | 27 | 91 | 91 | YES | 87.652 | 87.652 | 0 | 0.1866 | 0 | 0 | 0 | 87.652
46 | Power Supply | TBD Depending on Group Decision on which P.S. to use |  |  |  |  | 1 | ea | 28 | 0 | 28 | 1.0825 | 30.31 | 30.31 | 4 | No | N/A | 4 |  | 7 | 1 | N/A | 7 | 93 | 93 | YES | 2818.83 | 2818.83 | 0 | 28 | 0 | 0 | 0 | 2818.83
47 | Led Lens Cap | PT-SPU-020 | Non-Critical | 36-8671-ND | Digikey | 0 | 1 | ea | 0.97 | 0 | 0.97 | 2.0825 | 2.02 | 2.02 | 4 | No | N/A | 4 |  | 22 | 1 | N/A | 22 | 78 | 78 | YES | 157.5619 | 157.5619 | 0 | 0.97 | 0 | 0 | 0 | 157.5619
R&D VARIATIONS INVENTORY COUNT
1 | Silver Sheet Metal Enclosure | PT-SPU-XXX | Non-Critical | A012037-01 | Xometry | 1 | 1 | ea | 20.55 | 0.75 | 21.3 | 1.0825 | 23.0572 | 23.0572 | 11 | No | N/A | 11 |  | -13 | 1 | No | -13 | 113 | 113 | YES | 2605.4693 | 2605.4693 | 0 | 229 | 0 | 0 | 0 | 2605.4693
2 | Enclosure Front | PT-SPU-022 | Non-Critical | A012038-01 | Xometry | 1 | 1 | ea | 2.18 | 0 | 2.18 | 1.0825 | 2.3599 | 2.3599 | 8 | No | N/A | 8 |  | 88 | 1 | TBD | 88 | 12 | 12 | YES | 28.3182 | 28.3182 | 0 | 6.93 | 0 | 0 | 0 | 28.3182
Spare Parts
1 | NCSS Antenna | PT-SPU-101 | Non-Critical | PARANTGN1 | Particle | 0 | 1 | ea | 1.272 | 0 | 1.272 | 1.0825 | 1.3769 | 1.3769 | 7 | No | N/A | 7 |  | -23 | 50 | N/A | -23 | 2.46 | 3 | YES | 206.541 | 206.541 | 0 | 1.272 | 0 | 0 | 0 | 206.541
2 | Wide Band Cellular Antenna | PT-SPU-102 | Non-Critical | PARANTCW1 | Particle | 0 | 1 | ea | 1.272 | 0 | 1.272 | 1.0825 | 1.3769 | 1.3769 | 7 | No | N/A | 7 |  | -46 | 50 | N/A | -46 | 2.92 | 3 | YES | 206.541 | 206.541 | 0 | 1.272 | 0 | 0 | 0 | 206.541
3 | Wi-Fi/BLE Antenna | PT-SPU-103 | Non-Critical | PARANTWM1 | Particle | 0 | 1 | ea | 0.52 | 0 | 0.52 | 1.0825 | 0.5629 | 0.5629 | 7 | No | N/A | 7 |  | -69 | 50 | N/A | -69 | 3.38 | 4 | YES | 112.58 | 112.58 | 0 | 0.52 | 0 | 0 | 0 | 112.58
4 | Stepper Motor Screw | PT-SPU-047 | Non-Critical |  | OMC-Stepper Motor | 0 | 4 | ea |  | 0 | 0 | 1.0825 | 0 | 0 | 7 | No | N/A | 7 |  | 24 | 51 | N/A | 96 | 5.9608 | 6 | YES | 0 | 0 | 0 | 0 | 0 | 0 | 0 | 0
5 | Stepper Motor Connector Housing | PT-SPU-049 | Non-Critical |  | OMC-Stepper Motor | 0 | 1 | ea |  | 0 | 0 | 1.0825 | 0 | 0 | 7 | No | N/A | 7 |  | 2 | 52 | N/A | 2 | 1.8846 | 2 | YES | 0 | 0 | 0 | 0 | 0 | 0 | 0 | 0
| Main Board Parts Required for Macrofab | NOTE: LASER DIODE INVENTORY REFLECTS HOW MANY WE HAVE NOT HOW MANY HAVE BEEN INSPECTED, SOME MAY FAIL OUR ACCEPTANCE CRITERIA!
1 | Laser Diode | PT-SPU-078 | Critical | 6191823503992 | Laser Home | 0 | 3 | ea | 1.4 | 0 | 1.4 | 1.0825 | 1.5155 | 4.5465 | 9 | No | N/A | 9 | Ebay, China, current diode may change diodes then need to reevaluate | 107 | 100 | N/A | 321 | -0.21 | 0 | NO | 0 | 0 | 0 | 1.4073 | 0 | 0 | 0 | 0
2 | Structural Manifold | PT-SPU-098 | Critical |  | Xometry | 0 | 1 | ea | 3.24 | 0 | 3.24 | 1.0825 | 3.5073 | 3.5073 | 9 | No | N/A | 9 |  | 10 | 1 | N/A | 10 | 90 | 90 | YES | 315.657 | 315.657 | 0 | 40.3 | 0 | 0 | 0 | 315.657
Stage Board Parts Required for Macrofab
1 | Cartridge Heater | PT-SPU-031 | Non-Critical | ASIN : B078BMZVVQ | SUzhou Reheatek | 2 | 1 | ea | 2.95 | 0 | 2.95 | 1.0825 | 3.1934 | 3.1934 | 25 | No | N/A | 25 |  | 30 | 10 | N/A | 30 | 7 | 7 | YES | 223.5362 | 223.5362 | 0 | 3.1934 | 0 | 0 | 0 | 223.5362
Labeled Front Enclosure
1 | Enclosure Front | PT-SPU-022 | Non-Critical | A012038-01 | Xometry | 1 | 1 | ea | 2.18 | 0 | 2.18 | 1.0825 | 2.3599 | 2.3599 | 8 | No | N/A | 8 |  | 88 | 1 | TBD | 88 | 12 | 12 | YES | 28.3182 | 28.3182 | 0 | 6.93 | 0 | 0 | 0 | 28.3182
| Lazer Hazard Label | PT-SPU-087
1 | VWR Pipette Tips 200uL | PT-CT-100 | Non-Critical | 732-3634 | VWR | 0 | 0.1 | ea | 0.057 | 0 | 0.057 | 1.0825 | 0.061703 | 0.0061703 | 8 | No | N/A | 8 |  | N/A | 960 | N/A | 3264 | -3.3896 | 0 | NO | 0 | 0 | 0 | #N/A | 0 | 0 | #N/A | #N/A
| Thermoseal Roll | PT-CT-101 | Non-Critical | 252000ROLL | RPI | 0 | 1 | ea | 785 | 0 | 785 | 1.0825 | 849.7625 | 849.7625 | 14 | No | N/A | 14 |  |  | 135 | N/A | -91 | 1.4148 | 2 | YES | 229435.875 | 229435.875 | 0 | #N/A | 0 | 0 | #N/A | #N/A
| Cartriedge Sleeve | PT-CT-102 | Non-Critical | B09YD25WPS | amazon | 0 | 1 | ea | 0.138 | 0 | 0.138 | 1.0825 | 0.14939 |  | 3 | No | N/A | 3 |  |  | 100 | N/A | 1568 | -14.68 | 0 | NO | 0 | 0 | 0 | #N/A | 0 | 0 | #N/A | #N/A
| PE Roll | PT-CT-103 | Non-Critical | 19-3A-2-18 | cshyde | 0 | 1 | ea | 0.1245 |  | 0.1245 | 1.0825 | 0.13477 |  | 3 | No | N/A | 3 |  |  | 1 | N/A | 4 | 96 | 96 | YES | 12.938 | 12.938 | 0 | #N/A | 0 | 0 | #N/A | #N/A
| Cartridge | PT-CT-001 | Critical | NA | Protolabs | 0 | 1 | ra | [14 empty] | 2000
Wax
Barcode
Adjustable Pricings List
[20 empty] | Catalog Number | Seller | Price Per | Lead Time | Dimensions
|  | Item | 0 | 5 | 10 | 20 | 30 | 40 | 50 | 100 | 200 | 500 | 1000 | [6 empty] | YFGB-1507 | Yiwu Yifu Import & Export Co., Ltd. | 5.99 | 27 days | N/A
|  | Proximal Stage Bracket | 40.64 | 8.13 | 4.07 | 4.07 | 4.07 | 4.07 | 4.07 | 4.02 | 3.82 | 3.82 | 3.82 | [6 empty] | DPC068 | Ningbo Darer Enclosure Co., Ltd. | 28.8 | 26 days | 387x268x168mm
|  | Distal Bracket | 42.06 | 8.42 | 6.57 | 6.42 | 6.42 | 6.32 | 6.02 | 5.79 | 5.79 | 5.79 | 5.79 | [6 empty] | ZH-433015 | Guangzhou Zeehoo Technology Co., Ltd. | 5.99 | 27 days | 470x370x180mm | Quoted at 6 dollars but on actual website it says 26 so not too sure there
|  | Collimating Cap | 5 | 5 | 5 | 3.9 | 3.12 | 2.68 | 2.42 | 1.93 | 1.62 | 1.62 | 1.62 | [6 empty] | 382718 | Guangzhou Tsunami Industrial Equipment Co., Ltd. | 20.16 | 29 | 382x271x175mm
|  | Upper Magnet Bracket | 311.37 | 131.81 | 86.54 | 56.71 | 45.07 | 38.56 | 18.85 | 25.3 | 20.07 | 20.07 | 20.07 | [6 empty] | EPC011 | Ningbo Everest Enclosure Tech Co., Ltd. | 15 | 26 | 255x190x115
|  | Heater Block | 356.28 | 151.38 | 98.85 | 64.55 | 51.51 | 43.74 | 18.85 | 14.31 | 22.13 | 22.13 | 22.13 | [6 empty] | HT022B | hengtimelimited plastic cases manufacture | 14.5 | 40 | 410x235x148 | Quinny Huang
|  | Stepper Motor | 8.48 | 8.08 | 7.72 | 7.72 | 7.72 | 7.72 | 7.39 | 7.08 | 7.08 | 7.08 | 7.08 | [6 empty] | MM-TB203 | Mr.Mould Products Co.,Ltd | 15 | 30 | 300x180x153
|  | Black Sheet Metal Enclosure | 229 | 71 | 45 | 30 | 25.58 | 22 | 20.89 | 17 | 14.99 | 14.99 | 14.99 | [6 empty] | MM-TB201 | Mr.Mould Products Co.,Ltd | 22 | 30 | 430x290x163
|  | Enclosure Front | 6.93 | 6.93 | 6.93 | 6.93 | 6.93 | 6.93 | 6.93 | 4 | 2.54 | 1.93 | 1.51 | prices updated from quotes made august 26, 2025 | [5 empty] | 382718 Air | ZeeHoo case Inc | 17.15 | 30 | 380x270x180 | Kiki Lv in conversation
|  | Enclosure Back | 6.7 | 6.7 | 6.7 | 6.7 | 6.7 | 6.7 | 6.7 | 3.93 | 2.47 | 1.85 | 1.47 | [6 empty] | 3828 | ZeeHoo case Inc | 25 | 30 | 380x280x130
|  | Structure Top | 6.47 | 6.47 | 6.47 | 6.47 | 6.47 | 6.47 | 6.47 | 3.85 | 2.39 | 1.51 | 1.2
|  | Structure Bottom | 6.47 | 6.47 | 6.47 | 6.47 | 6.47 | 6.47 | 6.47 | 3.85 | 2.39 | 1.51 | 1.2
|  | Barrel Jack Assembly | 9.38 | 9.38 | 9.38 | 9.38 | 9.38 | 9.38 | 9.38 | 9.38 | 9.38 | 9.38 | 9.38 | [7 empty] | 0 | 5 | 10 | 20 | 30 | 40 | 50 | 100 | 200 | 500 | 1000
|  | Main Board | 654.7072 | 199.76 | 155 | 118 | 113.85 | 97.97 | 88 | 67 | 54 | 54 | 54 | [6 empty] | Main Board Price Alone | 613 | 199.76 | 155 | 118 | 113.85 | 97.97 | 88 | 67 | 54 | 54 | 54
|  | Stage Board | 426.1934 | 120.1934 | 82.1934 | 53.1934 | 47.1934 | 41.1934 | 36.1934 | 30.1934 | 28.1934 | 28.1934 | 28.1934 | [6 empty] | Stage Board Price Alone | 423 | 117 | 79 | 50 | 44 | 38 | 33 | 27 | 25 | 25 | 25
|  | LED Light Assembly | 2.27 | 2.27 | 2.27 | 2.27 | 2.27 | 2.27 | 2.27 | 2.27 | 2.27 | 2.27 | 2.27 | [6 empty] | Enclosure Front Price Alone | 6.93 | 6.93 | 6.93 | 6.93 | 6.93 | 6.93 | 6.93 | 4 | 2.54 | 1.93 | 1.51 |  |  | #N/A
|  | Instructions For Use | 0 | 0 | 0 | 0 | 0 | 0 | 0 | 0 | 0 | 0 | 0
|  | MB2:B423 x 40 mm SHCS | 0.18186 | 0.18186 | 0.18186 | 0.18186 | 0.18186 | 0.18186 | 0.18186 | 0.18186 | 0.18186 | 0.18186 | 0.18186 | [13 empty] | 19910.3106
|  | M3 Self-Retaining Washer - Nylon | 0.070146 | 0.070146 | 0.070146 | 0.070146 | 0.070146 | 0.070146 | 0.070146 | 0.070146 | 0.070146 | 0.070146 | 0.070146 | [13 empty] | 2976.392
|  | M3.12 x 8 mm - Torx PlasticThread-Forming | 0.31782 | 0.31782 | 0.31782 | 0.31782 | 0.31782 | 0.31782 | 0.31782 | 0.31782 | 0.31782 | 0.31782 | 0.31782 | [13 empty] | 22886.7025
|  | M3 x 25 mm - low profile SHCS | 0.42218 | 0.42218 | 0.42218 | 0.42218 | 0.42218 | 0.42218 | 0.42218 | 0.42218 | 0.42218 | 0.42218 | 0.42218
|  | M3 split lock washer | 0.061811 | 0.061811 | 0.061811 | 0.061811 | 0.061811 | 0.061811 | 0.061811 | 0.061811 | 0.061811 | 0.061811 | 0.061811
|  | M3 High Hex Nut | 0.14311 | 0.14311 | 0.14311 | 0.14311 | 0.14311 | 0.14311 | 0.14311 | 0.14311 | 0.14311 | 0.14311 | 0.14311
|  | Main Magnet - Spherical | 1.6021 | 1.6021 | 1.6021 | 1.6021 | 1.6021 | 1.6021 | 1.6021 | 1.6021 | 1.6021 | 1.6021 | 1.6021 | [7 empty] | Domestic Supplier Equivalent
|  | Support Magnet - Cylindrical | 0.86903 | 0.86903 | 0.86903 | 0.86903 | 0.86903 | 0.86903 | 0.86903 | 0.86903 | 0.86903 | 0.86903 | 0.86903 | [7 empty] | Part | Chinese Supplier | Cost | Lead Time | Domestic Alternative Supplier | Domestic Alternative Supplier | Domestic Supplier Cost
|  | Holding Magnet - Bar | 1.257 | 1.257 | 1.257 | 1.257 | 1.257 | 1.257 | 1.257 | 1.257 | 1.257 | 1.257 | 1.257 | [7 empty] | Barcode Scanner | RTScan | 65.27 | 10 | https://www.elecbee.com/en-24853-GM65-S-1D-QR-2D-Bar-Code-Scanner-QR-Code-Reader-Barcode-Reader-Module-USB-UART?utm_term=&utm_campaign=&utm_source=adwords&utm_medium=ppc&hsa_acc=9958698819&hsa_cam=21966842558&hsa_grp=172797808953&hsa_ad=723692232845&hsa_src=g&hsa_tgt=pla-2359613831903&hsa_kw=&hsa_mt=&hsa_net=adwords&hsa_ver=3&gad_source=4&gclid=CjwKCAiAzba9BhBhEiwA7glbardLyl5iobbYdpcNwU2QDLXglxg99Q5I3P2IxowNG9w0PZAnMsLZQhoCw2YQAvD_BwE |  | 28.9
|  | 20 Tooth GT-2 Pulley | 6.5708 | 6.5708 | 6.5708 | 6.5708 | 6.5708 | 6.5708 | 6.5708 | 6.5708 | 6.5708 | 6.5708 | 6.5708 | [7 empty] | Laser Filter | Nano Macro Optics Co., Ltd | 2.2 | 17-21 | As of now, edmund optics, https://www.edmundoptics.com/f/dichroic-longpass-filters/14288/ |  | 24.86
|  | Barcode Scanner | 65.2747 | 65.2747 | 65.2747 | 65.2747 | 65.2747 | 65.2747 | 65.2747 | 65.2747 | 65.2747 | 65.2747 | 65.2747 | [7 empty] | Laser Lens | Shenzhen Tyson Technology Co., Ltd. | 3.25 | 17-21 | https://www.electromaker.io/shop/product/collimating-lens-15-degrees
|  | #4 x 1/4 Flat Head Thread-Forming Screw | 0.36675 | 0.36675 | 0.36675 | 0.36675 | 0.36675 | 0.36675 | 0.36675 | 0.36675 | 0.36675 | 0.36675 | 0.36675 | [7 empty] | Laser Diode | TBD | 1.4 | TBD | https://ampul.eu/en/laser-diodes-modules/2650-laser-diode-405nm-20mw-diameter-56mm | https://www.electromaker.io/shop/product/blue-laser-diode-metal-can?srsltid=AfmBOoqNSfWaCKfb-dBLvLO15C_gL1M7sRcEMowqDXc9BgdmN2dRj3cWzpQ&gQT=1
|  | Heavy Duty Unthreaded Bumpers | 0.25439 | 0.25439 | 0.25439 | 0.25439 | 0.25439 | 0.25439 | 0.25439 | 0.25439 | 0.25439 | 0.25439 | 0.25439 | [7 empty] | LED Light Assembly | WirenGo | 2.27 | TBD | https://www.xometry.com/assembly-services/?utm_term=cable%20%26%20harness%20assembly&utm_campaign=PB:G%7CNT:SN%7CAN:Manufacturing%7CCN:Value-Added_Solutions_Broad&utm_source=adwords&utm_medium=ppc&hsa_acc=3789459769&hsa_cam=21821183696&hsa_grp=172891576710&hsa_ad=717565240446&hsa_src=g&hsa_tgt=kwd-2370966678664&hsa_kw=cable%20%26%20harness%20assembly&hsa_mt=b&hsa_net=adwords&hsa_ver=3&gad_source=1&gclid=CjwKCAiA2cu9BhBhEiwAft6IxIHgy68h4h9u9XG5wlon1YwOsAPY0It1YCWzPrpVqDaKZ77LW05L6hoCF3MQAvD_BwE | NOTEL Different Specs! ^^^
|  | Linear Rail Assembly | 61.9712 | 61.9712 | 61.9712 | 61.9712 | 61.9712 | 61.9712 | 61.9712 | 61.9712 | 61.9712 | 61.9712 | 61.9712 | [11 empty] | https://www.optronicsinc.com/usa_harness/Home.aspx
|  | M3 x 10 mm SHCS | 0.097425 | 0.097425 | 0.097425 | 0.097425 | 0.097425 | 0.097425 | 0.097425 | 0.097425 | 0.097425 | 0.097425 | 0.097425 | [11 empty] | https://wiseharness.com/
|  | M3.12 x 12 mm - Torx PlasticThread-Forming | 0.34359 | 0.34359 | 0.34359 | 0.34359 | 0.34359 | 0.34359 | 0.34359 | 0.34359 | 0.34359 | 0.34359 | 0.34359
|  | Cartridge Heater | 3.1934 | 3.1934 | 3.1934 | 3.1934 | 3.1934 | 3.1934 | 3.1934 | 3.1934 | 3.1934 | 3.1934 | 3.1934
|  | Timing Belt 350 mm (6mm x 3000mm) | 0.023815 | 0.023815 | 0.023815 | 0.023815 | 0.023815 | 0.023815 | 0.023815 | 0.023815 | 0.023815 | 0.023815 | 0.023815
|  | Torx T5 - M1.6x3 (Screws - Barcode Scanner) | 0.17883 | 0.17883 | 0.17883 | 0.17883 | 0.17883 | 0.17883 | 0.17883 | 0.17883 | 0.17883 | 0.17883 | 0.17883
|  | Motion to Sensor Flat Flex Cable (FFC) | 6.0458 | 6.0458 | 6.0458 | 6.0458 | 6.0458 | 6.0458 | 6.0458 | 6.0458 | 6.0458 | 6.0458 | 6.0458
|  | Particle M-SOM | 50.2659 | 50.2659 | 50.2659 | 50.2659 | 50.2659 | 50.2659 | 50.2659 | 50.2659 | 50.2659 | 50.2659 | 50.2659
|  | Acrylic Mirror - 23mm X 27mm | 1.23 | 1.23 | 1.23 | 1.23 | 1.23 | 1.23 | 1.23 | 1.23 | 1.23 | 1.23 | 1.23
|  | Oil-Embedded Sleeve Bearing | 2.95 | 2.95 | 2.95 | 2.95 | 2.95 | 2.95 | 2.95 | 2.95 | 2.95 | 2.95 | 2.95
|  | Undersized Dowel Pin 18-8 Stainless Steel, 5 mm Diameter, 20 mm Long | 0.47717 | 0.47717 | 0.47717 | 0.47717 | 0.47717 | 0.47717 | 0.47717 | 0.47717 | 0.47717 | 0.47717 | 0.47717
|  | Off-White Nylon Unthreaded Spacer 3-16 OD | 0.15642 | 0.15642 | 0.15642 | 0.15642 | 0.15642 | 0.15642 | 0.15642 | 0.15642 | 0.15642 | 0.15642 | 0.15642
|  | Main Board Fuse 5A | 0.80538 | 0.80538 | 0.80538 | 0.80538 | 0.80538 | 0.80538 | 0.80538 | 0.80538 | 0.80538 | 0.80538 | 0.80538
|  | Adhesive Tape for Antenna | 0.30039 | 0.30039 | 0.30039 | 0.30039 | 0.30039 | 0.30039 | 0.30039 | 0.30039 | 0.30039 | 0.30039 | 0.30039
|  | Top Label | 0.075775 | 0.075775 | 0.075775 | 0.075775 | 0.075775 | 0.075775 | 0.075775 | 0.075775 | 0.075775 | 0.075775 | 0.075775
|  | UDI Label | 0.075775 | 0.075775 | 0.075775 | 0.075775 | 0.075775 | 0.075775 | 0.075775 | 0.075775 | 0.075775 | 0.075775 | 0.075775
|  | Front Label | 0.075775 | 0.075775 | 0.075775 | 0.075775 | 0.075775 | 0.075775 | 0.075775 | 0.075775 | 0.075775 | 0.075775 | 0.075775
|  | Structural Manifold | 40.3 | 8.11 | 4.06 | 3.65 | 3.65 | 3.24 | 2.99 | 2.48 | 2.13 | 2.13 | 2.13
|  | 12V Medical Grade Power Supply | 28.2587 | 28.2587 | 28.2587 | 28.2587 | 28.2587 | 28.2587 | 28.2587 | 28.2587 | 28.2587 | 28.2587 | 28.2587
|  | Power Supply Power Cord | 2.3705 | 2.3705 | 2.3705 | 2.3705 | 2.3705 | 2.3705 | 2.3705 | 2.3705 | 2.3705 | 2.3705 | 2.3705
|  | Shipping Bolt - Phillips Rounded Head | 0.40053 | 0.40053 | 0.40053 | 0.40053 | 0.40053 | 0.40053 | 0.40053 | 0.40053 | 0.40053 | 0.40053 | 0.40053
|  | Shipping Box | 0.041785 | 0.041785 | 0.041785 | 0.041785 | 0.041785 | 0.041785 | 0.041785 | 0.041785 | 0.041785 | 0.041785 | 0.041785
|  | Corner Foam | 1.8642 | 1.8642 | 1.8642 | 1.8642 | 1.8642 | 1.8642 | 1.8642 | 1.8642 | 1.8642 | 1.8642 | 1.8642
|  | Cardboard Insert | 0.26348 | 0.26348 | 0.26348 | 0.26348 | 0.26348 | 0.26348 | 0.26348 | 0.26348 | 0.26348 | 0.26348 | 0.26348
|  | Packaging Tape | 0.0066032 | 0.0066032 | 0.0066032 | 0.0066032 | 0.0066032 | 0.0066032 | 0.0066032 | 0.0066032 | 0.0066032 | 0.0066032 | 0.0066032
|  | DC Input Label | 0.01069 | 0.01069 | 0.01069 | 0.01069 | 0.01069 | 0.01069 | 0.01069 | 0.01069 | 0.01069 | 0.01069 | 0.01069
|  | Barrel Jack Label | 0.01069 | 0.01069 | 0.01069 | 0.01069 | 0.01069 | 0.01069 | 0.01069 | 0.01069 | 0.01069 | 0.01069 | 0.01069
|  | Diode Manifold Screws | 0.72527 | 0.72527 | 0.72527 | 0.72527 | 0.72527 | 0.72527 | 0.72527 | 0.72527 | 0.72527 | 0.72527 | 0.72527
|  | Laser Diode | 1.4073 | 1.4073 | 1.4073 | 1.4073 | 1.4073 | 1.4073 | 1.4073 | 1.4073 | 1.4073 | 1.4073 | 1.4073
|  | Laser Lenses | 3.2475 | 3.2475 | 3.2475 | 3.2475 | 3.2475 | 3.2475 | 3.2475 | 3.2475 | 3.2475 | 3.2475 | 3.2475
|  | Laser Filter | 2.2 | 2.2 | 2.2 | 2.2 | 2.2 | 2.2 | 2.2 | 2.2 | 2.2 | 2.2 | 2.2
|  | M3 x 40 mm SHCS | 0.18 | 0.18 | 0.18 | 0.18 | 0.18 | 0.18 | 0.18 | 0.18 | 0.18 | 0.18 | 0.18
|  | MSOM Brass Screw | 0.11 | 0.11 | 0.11 | 0.11 | 0.11 | 0.11 | 0.11 | 0.11 | 0.11 | 0.11 | 0.11
|  | M2 Manifold Washer | 0.0452 | 0.0452 | 0.0452 | 0.0452 | 0.0452 | 0.0452 | 0.0452 | 0.0452 | 0.0452 | 0.0452 | 0.0452
|  | Labeled Front Enclosure | 9.33 | 9.33 | 9.33 | 9.33 | 9.33 | 9.33 | 9.33 | 6.4 | 4.94 | 4.33 | 3.91
|  | Aluminum Tape | 0.00042 | 0.00042 | 0.00042 | 0.00042 | 0.00042 | 0.00042 | 0.00042 | 0.00042 | 0.00042 | 0.00042 | 0.00042
|  | Heater Block Nylon Spacer | 0.1866 | 0.1866 | 0.1866 | 0.1866 | 0.1866 | 0.1866 | 0.1866 | 0.1866 | 0.1866 | 0.1866 | 0.1866
|  | Power Supply | 28 | 28 | 28 | 28 | 28 | 28 | 28 | 28 | 28 | 28 | 28
|  | NCSS Antenna | 1.272 | 1.272 | 1.272 | 1.272 | 1.272 | 1.272 | 1.272 | 1.272 | 1.272 | 1.272 | 1.272
|  | Wide Band Cellular Antenna | 1.272 | 1.272 | 1.272 | 1.272 | 1.272 | 1.272 | 1.272 | 1.272 | 1.272 | 1.272 | 1.272
|  | Wi-Fi/BLE Antenna | 0.52 | 0.52 | 0.52 | 0.52 | 0.52 | 0.52 | 0.52 | 0.52 | 0.52 | 0.52 | 0.52
|  | Silver Sheet Metal Enclosure | 229 | 71 | 45 | 30 | 25.58 | 22 | 20.89 | 17 | 14.99 | 14.99 | 14.99
|  | LED Lens Cap | 0.97 | 0.97 | 0.733 | 0.733 | 0.657 | 0.657 | 0.657 | 0.558 | 0.558 | 0.558 | 0.558
Stepper Motor Screw
Stepper Motor Connector Housing
Note on C96: ====== ID#AAABesw5aL8 tc={3C8979D1-42A4-495B-B37B-73FD25EE7C98} (2025-02-25 20:23:23) [Threaded comment] Your version of Excel allows you to read this threaded comment; however, any edits to it will get removed if the file is opened in a newer version of Excel. Learn more: https://go.microsoft.com/fwlink/?linkid=870924 Comment: NEED TO CONFIRM PRICINGS WITH XOMETRY!!

## Cartridge BOM Breakdown
Cartridge Filling BOM
Item | DESCRIPTION | BREVITEST P/N | CLASSIFICATION OF MATERIAL | SUPPLIER P/N | SUPPLIER | CURRENT DRW VERSION | QTY PER UNIT | UoM | Cost Per Unit | Shipping Cost (per unit) | Cost Per Unit+Shipping Cost | Sales Tax (8.25%) | Total Cost Per Unit | Extended Cost | Lead Time (Days) | Is this Part Dependent on Another "In Process" Part? | If so, which one? | Total Lead Time (includes manufacturing time in house or outsourced) | Notes | Limiting Inventory (# of SPUs) | # of Items in Order Unit | Mold/Custom Part Confirmed | Amount Current in Inventory for Production | Number of Order Units Needed | Number of Order Units Needed | Do we need to order? | Purchase price needed for each part | Total Purchase Price of Part | Manual Amount Input (Total Individual Units You Will Order, not excess) | Which is bigger price change | Number of Order Units Needed | Number of Order Units Needed | Total Purchase Price of Part Adjusted | Final Part Cost Dependent on Change | # of Production SPU -> | 100 | Cost per Unit | Number of Units | Total | SPU Hard Case Price Quotes
1 | VWR Pipette Tips 200uL | PT-CT-100 | Non-Critical | 732-3634 | VWR | 0 | 0.08 | ea | 0.057 | 0 | 0.057 | 1.0825 | 0.061703 | 0.0049362 | 8 | No | N/A | 8 |  | N/A | 960 | N/A | 29 | -0.021875 | 0 | NO | 0 | 0 | 0 | #N/A | 0 | 0 | #N/A | #N/A
2 | Thermoseal | PT-CT-101 | Non-Critical | 252000ROLL | RPI | 0 | 0.000468 | ea | 6.81 | 0 | 6.81 | 1.0825 | 7.3718 | 0.00345 | 14 | No | N/A | 14 |  | N/A | 135 | N/A | 28 | -0.20706 | 0 | NO | 0 | 0 | 0 | #N/A | 0 | 0 | #N/A | #N/A
3 | Cartriedge Sleeve | PT-CT-102 | Non-Critical | B09YD25WPS | amazon | 0 | 1 | ea | 0.138 | 0 | 0.138 | 1.0825 | 0.14939 | 0.14939 | 3 | No | N/A | 3 |  | N/A | 100 | N/A | 22 | 0.78 | 1 | YES | 14.9385 | 14.9385 | 0 | #N/A | 0 | 0 | #N/A | #N/A
4 | Top Seal | PT-CT-103 | Non-Critical | 19-3A-2-18 | cshyde | 0 | 1 | ea | 0.1245 | 0 | 0.1245 | 1.0825 | 0.13477 | 0.13477 | 3 | No | N/A | 3 |  | N/A | 1 | N/A | 98 | 2 | 2 | YES | 0.26954 | 0.26954 | 0 | #N/A | 0 | 0 | #N/A | #N/A
5 | Cartridge | PT-CT-104 | Critical | NA | Protolabs | 0 | 1 | ra | 2.2 | 0 | 2.2 | 1.0825 | 2.3815 | 2.3815 | 12 | No | N/A | 12 |  | N/A | 500 |  | 70
6 | Wax | PT-CT-105 | Critical | L05701.22 | thermofisher | 0 | 7.5 | mg | 0.07475 | 0 | 0.07475 | 1.0825 | 0.080917 | 0.60688 | 8 | No | N/A | 8 |  | N/A | 100000 | Yes | 50000
7 | Barcode | PT-CT-106 | Non-Critical |  | thermofisher | 0 | 1 | ea | 0.003375 | 0 | 0.003375 | 1.0825 | 0.0036534 | 0.0036534 | 5 | No | N/A | 5 |  | N/A | 8000 |  | 6000
8 | 2ml Tube | PT-CT-107 | Non-Critical | 20901-540 | VWR | 0 | 0.5 | ea | 0.1916 | 0 | 0.1916 | 1.0825 | 0.20741 | 0.1037 | 5 | No | N/A | 5 |  | N/A | 500 |  | 300

## John Price Breakdown
PRODUCTION BOM AND INVENTORY COUNT
DESCRIPTION | SUPPLIER | Amount Current in Inventory for Production | Total Cost Per Unit |  | Date | Payee | Memo | Total Amount Currently in Inventory | Decrease | Increase | Balance | Type
Instructions For Use | In-House Printing | 0 | 0 | 0 | 2023-12-20 | Digi-Key Electronics | Medical Grade Power Supply |  |  | 847.47 | 67799.41 | Bill
M3 x 40 mm SHCS | McMaster-Carr | 53 | 0.18186 | 9.6386 | 2023-12-20 | Digi-Key Electronics | Power Cord |  |  | 105.08 | 66951.94 | Bill
M3 Self-Retaining Washer - Nylon | McMaster-Carr | 313 | 0.070146 | 21.9557 | 2023-12-20 | Digi-Key Electronics | Shipping |  |  | 7.57 | 66846.86 | Bill
M3.12 x 8 mm - Torx PlasticThread-Forming | McMaster-Carr | 336 | 0.31782 | 106.7882 | 2023-12-20 | Digi-Key Electronics | Tariff |  |  | 84.74 | 66839.29 | Bill
M3 x 25 mm - low profile SHCS | McMaster-Carr | 199 | 0.42218 | 84.0128 | 2023-11-30 | MacroFab, Inc. | Stage Board | 78.87 | 4111.49 | 4190.36 | 66754.55 | Bill
M3 split lock washer | McMaster-Carr | 99 | 0.061811 | 6.1193 | 2023-11-28 | Xometry Inc | Upper Magnet Bracket |  |  | 667.6 | 62564.19 | Bill
M3 High Hex Nut | McMaster-Carr | 112 | 0.14311 | 16.0279 | 2023-09-29 | Digi-Key Electronics |  |  |  | 363.93 | 61896.59 | Bill
Main Magnet - Spherical | Super Magnet Man | 2 | 1.6021 | 3.2042 | 2023-09-11 | McMaster-Carr | #4 x 1/4" Flat Head Thread-Forming Screw | 85.81 | -35.67 | 50.14 | 61532.66 | Bill
Support Magnet - Cylindrical | K&J | 29 | 0.86903 | 25.2019 | 2023-09-11 | McMaster-Carr | 20 Tooth GT-2 Pulley | 210.2648 | 18.5752 | 228.84 | 61482.52 | Bill
Holding Magnet - Bar | K&J | 28 | 1.257 | 35.196 | 2023-09-11 | McMaster-Carr | M3 x 25 mm - low profile SHCS | 84.0128 | -25.5528 | 58.46 | 61253.68 | Bill
Upper Magnet Bracket | Xometry | 22 | 33.2869 | 732.3113 | 2023-09-11 | McMaster-Carr | MB2:B423 x 40 mm SHCS | 9.6386 | 3.1914 | 12.83 | 61195.22 | Bill
Heater Block | Xometry | 98 | 29.2275 | 2864.295 | 2023-09-11 | McMaster-Carr | Off-White Nylon Unthreaded Spacer 3/16" OD, 1/8" Long, for Number 2 Screw Size | 4.5362 | 9.5938 | 14.13 | 61182.39 | Bill
Proximal Stage Bracket | Xometry | 70 | 3.1825 | 222.7785 | 2023-09-11 | McMaster-Carr | M3 x 10 mm SHCS | 9.0605 | -2.5605 | 6.5 | 61168.26 | Bill
Distal Bracket | Xometry | 63 | 5.2934 | 333.4858 | 2023-09-11 | McMaster-Carr | M3 split lock washer | 6.1193 | -3.1893 | 2.93 | 61161.76 | Bill
Stepper Motor | OMC-Stepper Motor | 25 | 16.3457 | 408.6437 | 2023-09-11 | McMaster-Carr | M3 Self-Retaining Washer - Nylon | 21.9557 | -17.6557 | 4.3 | 61158.83 | Bill
20 Tooth GT-2 Pulley | McMaster-Carr | 32 | 6.5708 | 210.2648 | 2023-09-11 | McMaster-Carr | Undersized Dowel Pin 18-8 Stainless Steel, 5 mm Diameter, 20 mm Long | 28.63 | 15.24 | 43.87 | 61154.53 | Bill
Barcode Scanner | RTScan | 60 | 65.2747 | 3916.485 | 2023-09-11 | McMaster-Carr | Shipping |  |  | 12.77 | 61110.66 | Bill
#4 x 1/4 Flat Head Thread-Forming Screw | McMaster-Carr | 234 | 0.36675 | 85.8197 | 2023-09-11 | McMaster-Carr |  |  |  | 33.29 | 61097.89 | Bill
Black Sheet Metal Enclosure | Xometry | 30 | 23.0572 | 691.7175 | 2023-09-11 | McMaster-Carr |  |  |  | 171.86 | 61064.6 | Bill
Enclosure Back | Xometry | 152 | 2.2516 | 342.2432 | 2023-09-11 | McMaster-Carr |  |  |  | 116.03 | 60892.74 | Bill
Heavy Duty Unthreaded Bumpers | McMaster-Carr | 223 | 0.25439 | 56.7284 | 2023-09-11 | McMaster-Carr |  |  |  | 14.64 | 60776.71 | Bill
Structure Top | Xometry | 156 | 2.0026 | 312.4095 | 2023-09-11 | McMaster-Carr |  |  |  | 5.53 | 60762.07 | Bill
Linear Rail Assembly | HIWIN | 48 | 61.9712 | 2974.6165 | 2023-09-07 | SuperMagnetMan |  |  |  | 75 | 60756.54 | Bill
M3 x 10 mm SHCS | McMaster-Carr | 93 | 0.097425 | 9.0605 | 2023-09-07 | K&J Magnetics, Inc. |  |  |  | 142.89 | 60681.54 | Bill
M3.12 x 12 mm - Torx PlasticThread-Forming | McMaster-Carr | 914 | 0.34359 | 314.0371 | 2023-08-22 | REheatek - Alibaba | FAI Samples of Cartridge Heater V5 |  |  | 93.1 | 60538.65 | Bill
Timing Belt 350 mm (6mm x 3000mm) | McMaster-Carr | 20950 | 0.023815 | 498.9242 | 2023-02-14 | MacroFab, Inc. | Stage Board |  |  | 1812.35 | 60445.55 | Bill
Torx T5 - M1.6x3 (Screws - Barcode Scanner) | McMaster-Carr | 141 | 0.17883 | 25.2149 | 2023-01-04 | Amazon | Avery Weatherproof Laser Shipping Labels, 2" x 4", 500/Pack (5523), White |  |  | 38.34 | 58633.2 | Bill
Motion to Sensor Flat Flex Cable (FFC) | Digikey | 84 | 6.0458 | 507.8441 | 2023-01-04 | Amazon | Command Small Picture Hanging Strips, Damage Free Hanging Picture Hangers, No Tools Wall Hanging Strips for Christmas Decorations, 18 White Adhesive Strip Pairs (36 Command Strips) |  |  | 56.19 | 58594.86 | Bill
Particle M-SOM | Particle | 19 | 59.9651 | 1139.3367 | 2023-01-01 | Digi-Key Electronics | Barrel Jack Assembly | 695.1815 | -36.0515 | 659.13 | 58538.67 | Bill
Acrylic Mirror - 23mm X 27mm | Alchemy Industrial | 150 | 1.3315 | 199.7212 | 2022-11-18 | Digi-Key Electronics | Power Cord |  |  | 146.94 | 57879.54 | Bill
Oil-Embedded Sleeve Bearing | McMaster-Carr | 53 | 3.1934 | 169.2489 | 2022-11-18 | Digi-Key Electronics | Power Cord Shipping |  |  | 7.57 | 57732.6 | Bill
Structure Bottom | Xometry | 185 | 2.2516 | 416.546 | 2022-11-03 | Xometry Inc | Proximal Stage Bracket | 222.7785 | 0.0015 | 222.78 | 57725.03 | Bill
Barrel Jack Assembly | Digikey | 65 | 10.6951 | 695.1815 | 2022-10-19 | K&J Magnetics, Inc. | support magnet shipping |  |  | 20.72 | 57502.25 | Bill
Undersized Dowel Pin 18-8 Stainless Steel, 5 mm Diameter, 20 mm Long | McMaster-Carr | 60 | 0.47717 | 28.63 | 2022-10-19 | K&J Magnetics, Inc. | support magnet |  |  | 22.73 | 57481.53 | Bill
Off-White Nylon Unthreaded Spacer 3-16 OD | McMaster-Carr | 29 | 0.15642 | 4.5362 | 2022-10-06 | McMaster-Carr | Phillips Rounded Head Thread-Forming Screws |  |  | 36.81 | 57458.8 | Bill
Main Board Fuse 5A | Digikey | 32 | 0.91471 | 29.2708 | 2022-09-01 | ULINE | 10 x 8 x 7" Corrugated Boxes |  |  | 25.44 | 57421.99 | Bill
Adhesive Tape for Antenna | Amazon | 0 | 0.30039 | 0 | 2022-09-01 | ULINE | Plank Foam Corner Guards - 2 x 2 x 2" |  |  | 124.49 | 57396.55 | Bill
MSOM Brass Screw | McMaster-Carr | 31 | 0.12124 | 3.7584 | 2022-09-01 | ULINE | Shipping |  |  | 20.72 | 57272.06 | Bill
Laser Filter | Emma Technology Company | 96 | 2.2732 | 218.232 | 2022-08-19 | Alchemy Industrial | Heater Block | 2864.295 | 1088.455 | 3952.75 | 57251.34 | Bill
Stage Board | MacroFab | 2 | 39.4391 | 78.8783 | 2022-07-31 |  | Transfer of 14 SPUs from manufacturing to R&D/CLIA |  |  |  | 53298.59 | Journal
Main Board | MacroFab | 7 | 95.5198 | 668.6386 | 2022-07-28 | Alchemy Industrial | Rework of Structure Top |  |  | 1009.32 | 60669.56 | Bill
LED Light Assembly | WirinGo | 113 | 2.782 | 314.3688 | 2022-07-01 | Vinatech | Shipping Costs |  |  | 81.19 | 59660.24 | Bill
Labeled Front Enclosure | Sunline Products | 99 | 10.0997 | 999.8728 | 2022-07-01 | Vinatech | Sheet Metal Enclosure | 691.7175 | 390.7825 | 1082.5 | 59579.05 | Bill
Aluminum Tape | Amazon | 13250 | 0.00045465 | 6.0241 | 2022-07-01 | Vinatech | Upper Magnet Bracket | 732.31 | 891.44 | 1623.75 | 58496.55 | Bill
Heater Block Nylon Spacer | McMaster-Carr | 27 | 0.32107 | 8.6689 | 2022-07-01 | MacroFab, Inc. | Motion Board | 668.6386 | 14097.3314 | 14765.97 | 56872.8 | Bill
Power Supply |  | 7 | 30.31 | 212.17 | 2022-07-01 | MacroFab, Inc. | Part EMK325ABJ107MM-T |  |  | 594.05 | 42106.83 | Bill
Led Lens Cap | Digikey | 22 | 2.02 | 44.4406 | 2022-07-01 | MacroFab, Inc. | Part A5985GETTR-T |  |  | 5874.29 | 41512.78 | Bill
Enclosure Front | Xometry | 88 | 2.3599 | 207.6668 | 2022-07-01 | MacroFab, Inc. | Part EMK325ABJ107MM-T |  |  | 1242.1 | 35638.49 | Bill
Laser Diode | Laser Home | 1121 | 1.5155 | 1698.8755 | 2022-07-01 | MacroFab, Inc. | Serial Labels |  |  | 50.95 | 34396.39 | Bill
Structural Manifold | Xometry | 210 | 2.5 | 525 | 2022-07-01 | MacroFab, Inc. | 200 pcs of part PPPC161LFBN-RC for Rework for J5 |  |  | 257.67 | 34345.44 | Bill
Enclosure Front | Xometry | 88 | 2.3599 | 207.6668 | 2022-07-01 | MacroFab, Inc. | 200 pcs of part PPPC121LFBN-RC for Rework for J6 |  |  | 212.45 | 34087.77 | Bill
Cartridge Heater | SUzhou Reheatek | 30 | 3.1934 | 95.8012 | 2022-07-01 | MacroFab, Inc. | Downpayment |  |  | 5482.49 | 33875.32 | Bill
[5 empty] | 2022-06-08 | SuperMagnetMan | Main Magnet - Spherical | 3.2042 | 30.6258 | 33.83 | 28392.83 | Bill
|  |  | Sum | 22787.5584 | 2022-06-03 | McMaster-Carr | M3.12 x 8 mm - Torx PlasticThread-Forming | 106.7882 | -27.2882 | 79.5 | 28359 | Bill
[5 empty] | 2022-06-03 | McMaster-Carr | M3.12 x 12 mm - Torx PlasticThread-Forming | 314.0371 | -141.6871 | 172.35 | 28279.5 | Bill
[5 empty] | 2022-06-03 | McMaster-Carr | Oil-Embedded Sleeve Bearing | 169.2489 | -103.3189 | 65.93 | 28107.15 | Bill
[5 empty] | 2022-06-03 | McMaster-Carr | Timing Belt - 6mm x 3000mm | 498.9242 | -458.8542 | 40.07 | 28041.22 | Bill
[5 empty] | 2022-06-03 | K&J Magnetics, Inc. | Support Magnet - Cylindrical | 25.2019 | -4.2519 | 20.95 | 28001.15 | Bill
[5 empty] | 2022-06-01 | Fannin Partners, LLC | Wire transfer for SPU Stepper Motors from OMC StepperOnline |  |  | 359 | 27980.2 | Bill
[5 empty] | 2022-06-01 | Fannin Partners, LLC | Wire transfer for SPU Barcode Scanners from RTScan |  |  | 1723 | 27621.2 | Bill
[5 empty] | 2022-06-01 | Particle | Particle Argon | 1139.3367 | 395.9133 | 1535.25 | 25898.2 | Bill
[5 empty] | 2022-05-13 | Xometry Inc | Distal Stage Bracket | 333.4858 | -63.9458 | 269.54 | 24362.95 | Bill
[5 empty] | 2022-05-13 | Xometry Inc | Proximal Stage Bracket |  |  | 269.53 | 24093.41 | Bill
[5 empty] | 2022-05-11 | MacroFab, Inc. | Stage Board |  |  | 6079.82 | 23823.88 | Bill
[5 empty] | 2022-05-11 | MacroFab, Inc. | Shipping |  |  | 95.12 | 17744.06 | Bill
[5 empty] | 2022-05-11 | MacroFab, Inc. | Down Payment |  |  |  | 17648.94 | Bill
[5 empty] | 2022-04-28 | Digi-Key Electronics | Barrel Jack Assembly |  |  | 410.48 | 19485.76 | Bill
[5 empty] | 2022-04-19 | Newark | Mains Power Cord, NEMA 5-15P to IEC 320 C13, 914.4 mm10 A, 125 VAC, Black, PC Series |  |  | 107.71 | 19075.28 | Bill
[5 empty] | 2022-04-12 | HIWIN | Linear Rail Assembly |  |  | 3085.14 | 18967.57 | Bill
[5 empty] | 2022-04-01 | Amazon | CCTREE 12V 40W 620 Ceramic Cartridge Heater and NTC Thermistor 100K 3950 for 3D Printer Creality CR-10 CR-10S S4 S5 Makerbot RepRap Prusa i3 (Pack of 10pcs) |  |  | 147.51 | 15882.43 | Bill
[5 empty] | 2022-03-31 | Digi-Key Electronics | LED Lens Cap |  |  | 43.93 | 15734.92 | Bill
[5 empty] | 2022-03-31 | Digi-Key Electronics | 12V Medical Grade Power Supply | 1394.26 | 16.87 | 1411.13 | 15690.99 | Bill
[5 empty] | 2022-03-31 | Digi-Key Electronics | Motion to Stage FFC | 507.8441 | -207.1541 | 300.69 | 14279.86 | Bill
[5 empty] | 2022-03-30 | Fannin Partners, LLC | Custom Stepper Motor | 408.6437 | -188.6437 | 220 | 13979.17 | Bill
[5 empty] | 2022-03-30 | SuperMagnetMan | Main Magnet - Spherical (50) |  |  | 62.5 | 13759.17 | Bill
[5 empty] | 2022-03-24 | K&J Magnetics, Inc. | Holding Magnet - Bar | 35.196 | 5.394 | 40.59 | 13696.67 | Bill
[5 empty] | 2022-03-24 | K&J Magnetics, Inc. | Support Magnet - Cylindrical |  | 88.77 | 88.77 | 13656.08 | Bill
[5 empty] | 2022-02-28 |  | Moving inventory to R&D due to haulting of operations |  |  | 1202.77 | 13567.31 | Journal
[5 empty] | 2021-12-31 |  | transfer all SPU raw materials into equipment account |  |  | 12364.54 | 12364.54 | Journal
[8 empty] | 11349.9897 | (

## Test parts
DESCRIPTION | SUPPLIER | Amount Current in Inventory for Production | Total Cost Per Unit
Instructions For Use | In-House Printing | 0 | 0 | 0
M3 x 40 mm SHCS | McMaster-Carr | 53 | 0.18186 | 9.6386
M3 Self-Retaining Washer - Nylon | McMaster-Carr | 313 | 0.070146 | 21.9557
M3.12 x 8 mm - Torx PlasticThread-Forming | McMaster-Carr | 336 | 0.31782 | 106.7882
M3 x 25 mm - low profile SHCS | McMaster-Carr | 199 | 0.42218 | 84.0128
M3 split lock washer | McMaster-Carr | 99 | 0.061811 | 6.1193
M3 High Hex Nut | McMaster-Carr | 112 | 0.14311 | 16.0279
Main Magnet - Spherical | Super Magnet Man | 2 | 1.6021 | 3.2042
Support Magnet - Cylindrical | K&J | 29 | 0.86903 | 25.2019
Holding Magnet - Bar | K&J | 28 | 1.257 | 35.196
Upper Magnet Bracket | Xometry | 22 | 33.2869 | 732.3113
Heater Block | Xometry | 98 | 29.2275 | 2864.295
Proximal Stage Bracket | Xometry | 70 | 3.1825 | 222.7785
Distal Bracket | Xometry | 63 | 5.2934 | 333.4858
Stepper Motor | OMC-Stepper Motor | 25 | 16.3457 | 408.6437
20 Tooth GT-2 Pulley | McMaster-Carr | 32 | 6.5708 | 210.2648
Barcode Scanner | RTScan | 60 | 65.2747 | 3916.485
#4 x 1/4 Flat Head Thread-Forming Screw | McMaster-Carr | 234 | 0.36675 | 85.8197
Black Sheet Metal Enclosure | Xometry | 30 | 23.0572 | 691.7175
Enclosure Back | Xometry | 152 | 2.2516 | 342.2432
Heavy Duty Unthreaded Bumpers | McMaster-Carr | 223 | 0.25439 | 56.7284
Structure Top | Xometry | 156 | 2.0026 | 312.4095
Linear Rail Assembly | HIWIN | 48 | 61.9712 | 2974.6165
M3 x 10 mm SHCS | McMaster-Carr | 93 | 0.097425 | 9.0605
M3.12 x 12 mm - Torx PlasticThread-Forming | McMaster-Carr | 914 | 0.34359 | 314.0371
Timing Belt 350 mm (6mm x 3000mm) | McMaster-Carr | 20950 | 0.023815 | 498.9242
Torx T5 - M1.6x3 (Screws - Barcode Scanner) | McMaster-Carr | 141 | 0.17883 | 25.2149
Motion to Sensor Flat Flex Cable (FFC) | Digikey | 84 | 6.0458 | 507.8441
Particle M-SOM | Particle | 19 | 59.9651 | 1139.3367
Acrylic Mirror - 23mm X 27mm | Alchemy Industrial | 150 | 1.3315 | 199.7212
Oil-Embedded Sleeve Bearing | McMaster-Carr | 53 | 3.1934 | 169.2489
Structure Bottom | Xometry | 185 | 2.2516 | 416.546
Barrel Jack Assembly | Digikey | 65 | 10.6951 | 695.1815
Undersized Dowel Pin 18-8 Stainless Steel, 5 mm Diameter, 20 mm Long | McMaster-Carr | 60 | 0.47717 | 28.63
Off-White Nylon Unthreaded Spacer 3-16 OD | McMaster-Carr | 29 | 0.15642 | 4.5362
Main Board Fuse 5A | Digikey | 32 | 0.91471 | 29.2708
Adhesive Tape for Antenna | Amazon | 0 | 0.30039 | 0
MSOM Brass Screw | McMaster-Carr | 31 | 0.12124 | 3.7584
Laser Filter | Emma Technology Company | 96 | 2.2732 | 218.232
Stage Board | MacroFab | 2 | 39.4391 | 78.8783
Main Board | MacroFab | 7 | 95.5198 | 668.6386
LED Light Assembly | WirinGo | 113 | 2.782 | 314.3688
Labeled Front Enclosure | Sunline Products | 99 | 10.0997 | 999.8728
Aluminum Tape | Amazon | 13250 | 0.00045465 | 6.0241
Heater Block Nylon Spacer | McMaster-Carr | 27 | 0.32107 | 8.6689
Power Supply |  | 46 | 30.31 | 1394.26
Led Lens Cap | Digikey | 22 | 2.02 | 44.4406
Enclosure Front | Xometry | 88 | 2.3599 | 207.6668
Laser Diode | Laser Home | 1121 | 1.5155 | 1698.8755
Structural Manifold | Xometry | 210 | 2.5 | 525
Enclosure Front | Xometry | 88 | 2.3599 | 207.6668
Cartridge Heater | SUzhou Reheatek | 30 | 3.1934 | 95.8012

## BOM Cartridge Shipping - Only C (hidden)
Item | DESCRIPTION | BREVITEST P/N | CLASSIFICATION OF MATERIAL | SUPPLIER P/N | SUPPLIER | CURRENT DRW VERSION | UNITS PER Order | UoM | Cost Per Unit | Shipping Cost (per unit) | Cost Per Unit+Shipping Cost | Sales Tax (8.25%) | Total Cost Per Unit | Extended Cost | Lead Time (Days) | Notes | Limiting Inventory (# of Orders) | # of Items in Order Unit | Mold/Custom Part Confirmed | Amount Current in Inventory for Production | Number of Order Units Needed | Number of Order Units Needed | Do we need to order? | Purchase price needed for each part | Total Purchase Price of Part | Manual Amount Input (Total You Will Order, not excess) | Which is bigger price change | Number of Order Units Needed | Number of Order Units Needed | Total Purchase Price of Part Adjusted | Final Part Cost Dependent on Change | # of Cartridge Shipments -> | 50 | *Based on 18 Cartridge Shipment* | [6 empty] | Adjustable Pricings List
1 | Instructions For Use | IFU-SPU-001 | Non-Critical | N/A | In-House Printing | 0 | 1 | ea | 0.01 | 0 | 0 | 0 | 0 | 0 | N/A |  | 99 | 1 | N/A | 99 | -49 | 0 | NO | 0 | 0 | 0 | 0 | 0 | 0 | 0 | 0 | Total Money Required for Orders | #N/A |  | 0 | Item | 0 | 5 | 10 | 20 | 30 | 40 | 50 | 100 | 200
2 | Cartridge | PT-CT-002 | Critical | N/A | Protolabs | 3 | 18 | in | 1.8 | 0.075 | 1.875 | 1.0825 | 2.0297 | 36.5344 | 17 | # of item in order unit is based off a 5% waste assumption | 0 | 500 | Yes | 0 | 1.8 | 2 | YES | 2029.6875 | 2029.6875 | 0 | 2.0297 | 0 | 0 | 0 | 2029.6875 |  | Total Cost of one Shipment excluding Shipping | 89.7475 | 200 | Instructions For Use | 0 | 0 | 0 | 0 | 0 | 0 | 0 | 0 | 0
3 | Thermoseal | PT-CT-035 | Non-Critical | 252000ROLL | Research Products International | 0 | 59.847 | in | 0.323 | 0 | 0.323 | 1.0825 | 0.34965 | 20.9254 | 12 |  | 33.4186 | 2568 | N/A | 2000 | 0.38643 | 1 | YES | 897.8948 | 897.8948 | 0 | 0.20567 | 0 | 0 | 0 | 897.8948 |  |  |  | 2100 | Cartridge | 2.0297 | 2.0297 | 2.0297 | 2.0297 | 2.0297 | 2.0297 | 2.0297 | 2.0297 | 2.0297
4 | Avery Label Template 94102 | PT-SPU-073 | Non-Critical | 94102 | Avery | 1 | 18 | ea | 0.01 | 0 | 0.01 | 1.0825 | 0.010825 | 0.19485 | 4 |  | 0 | 8400 | N/A | 0 | 0.10714 | 1 | YES | 90.93 | 90.93 | 0 | 0.010825 | 0 | 0 | 0 | 90.93 |  |  |  | 3000 | Thermoseal | 0.20567 | 0.20567 | 0.20567 | 0.20567 | 0.20567 | 0.20567 | 0.20567 | 0.20567 | 0.20567
5 | Cartridge Sleeve | PT-CT-005 | Non-Critical | B09YD25WPS | Amazon | 0 | 18 | ea | 0.138 | 0 | 0.138 | 1.0825 | 0.14939 | 2.6889 | 4 |  | 0 | 100 | N/A | 0 | 9 | 9 | YES | 134.4465 | 134.4465 | 0 | 0.14939 | 0 | 0 | 0 | 134.4465 |  |  |  | 250 | Avery Label Template 94102 | 0.010825 | 0.010825 | 0.010825 | 0.010825 | 0.010825 | 0.010825 | 0.010825 | 0.010825 | 0.010825
6 | Avery Label Template 94200 | PT-CT-043 | Non-Critical | 94200 | Avery | 0 | 18 | sheet | 0.01 | 0 | 0.01 | 1.0825 | 0.010825 | 0.19485 | 4 |  | 0 | 200 | N/A | 0 | 4.5 | 5 | YES | 10.825 | 10.825 | 0 | 0.010825 | 0 | 0 | 0 | 10.825 |  |  |  | 3000 | Cartridge Sleeve | 0.14939 | 0.14939 | 0.14938 | 0.14938 | 0.14938 | 0.14938 | 0.14938 | 0.14938 | 0.14938
7 | Sealing Sticker (1.0 x 2.5 in) |  | Critical | N/A | Trans Consolidated Distributors | 0 | 18 | ea | 0.094 | 0 | 0.094 | 1.0825 | 0.10175 | 1.8316 |  |  | 0 | 2500 | In Progress | 0 | 0.36 | 1 | YES | 254.3875 | 254.3875 | 0 | 0.10175 | 0 | 0 | 0 | 254.3875 |  |  |  | 0 | Avery Label Template 94200 | 0.010825 | 0.010825 | 0.010825 | 0.010825 | 0.010825 | 0.010825 | 0.010825 | 0.010825 | 0.010825
8 | Ice Pack 8oz | PT-CT-041 | Non-Critical | S-16494 | Uline | 0 | 2 | ea | 0.81 | 0.41 | 1.22 | 1.0825 | 1.3207 | 2.6413 | 5 |  | 0 | 36 | N/A | 0 | 2.7778 | 3 | YES | 142.6302 | 142.6302 | 0 | 1.3207 | 0 | 0 | 0 | 142.6302 |  |  |  | 40 | Sealing Sticker (1.0 x 2.5 in) | 0.10175 | 0.10175 | 0.10175 | 0.10175 | 0.10175 | 0.10175 | 0.10175 | 0.10175 | 0.10175
9 | Ice Pack 16oz |  | Non-Critical | S-16495 | Uline | 0 | 2 | ea | 1.5 | 0.41 | 1.91 | 1.0825 | 2.0676 | 4.1352 | 5 |  | 0 | 18 | N/A | 0 | 5.5556 | 6 | YES | 223.2981 | 223.2981 | 0 | 2.0676 | 0 | 0 | 0 | 223.2981 |  |  |  | 0 | Ice Pack 8oz | 1.3207 | 1.3207 | 1.3207 | 1.3207 | 1.3207 | 1.3207 | 1.3207 | 1.3207 | 1.3207
10 | Interior Cartridge Box |  | Critical |  | Uline | 0 | 1 | ea | 4.6 | 0.74 | 5.34 | 1.0825 | 5.7805 | 5.7805 | 5 |  | 0 | 500 | In Progress | 0 | 0.1 | 1 | YES | 2890.275 | 2890.275 | 0 | 4.2651 | 0 | 0 | 0 | 2890.275 |  |  |  | 0 | Ice Pack 16oz | 2.0676 | 2.0676 | 2.0676 | 2.0676 | 2.0676 | 2.0676 | 2.0676 | 2.0676 | 2.0676
11 | Finger Stick |  | Critical | N/A | Amazon | 0 | 24 | ea | 0.11 | 0 | 0.11 | 1.0825 | 0.11908 | 2.8578 | 4 |  | 0 | 100 | N/A | 0 | 12 | 12 | YES | 142.89 | 142.89 | 0 | 0.11908 | 0 | 0 | 0 | 142.89 |  |  |  | 50 | Interior Cartridge Box | 4.2651 | 4.2651 | 4.265 | 4.265 | 4.265 | 4.265 | 4.265 | 4.265 | 4.265
12 | Diluent Dropper |  | Critical |  | Foshan Yuyand Medical Instrument Co., Ltd. | 0 | 24 | ea | 0.024 | 0.028 | 0.052 | 1.0825 | 0.05629 | 1.351 | 17 - 21 | Shipping Price Will be Larger even for smaller orders assuming since from china, also, adding an extra 6 due to fact that we may include extra due to user error | 0 | 250 | N/A | 0 | 4.8 | 5 | YES | 70.3625 | 70.3625 | 0 | 0.05629 | 0 | 0 | 0 | 70.3625 |  |  |  | 250 | Finger Stick | 0.11908 | 0.11908 | 0.11908 | 0.11908 | 0.11908 | 0.11908 | 0.11908 | 0.11908 | 0.11908
13 | Alcohol Wipe |  | Non-Critical | S-16183 | ULine | 0 | 24 | ea | 0.02 | 0.005 | 0.025 | 1.0825 | 0.027063 | 0.6495 | 4 |  | 0 | 800 | N/A | 0 | 1.5 | 2 | YES | 43.3 | 43.3 | 0 | 0.027063 | 0 | 0 | 0 | 43.3 |  |  |  | 0 | Diluent Dropper | 0.05629 | 0.05629 | 0.05629 | 0.05629 | 0.05629 | 0.05629 | 0.05629 | 0.05629 | 0.05629
14 | 10x10x10 Insulated Lined Shipper |  | Non-Critical | S-24706 | Uline | 0 | 1 | ea | 7.75 | 1.453 | 9.203 | 1.0825 | 9.9622 | 9.9622 | 4 |  | 0 | 20 | N/A | 0 | 2.5 | 3 | YES | 597.7349 | 597.7349 | 0 | #N/A | 0 | 0 | #N/A | #N/A |  |  |  | 1 | Alcohol Wipe | 0.027063 | 0.027063 | 0.027062 | 0.027062 | 0.027062 | 0.027062 | 0.027062 | 0.027062 | 0.027062
[36 empty] | 12x12x12 Insulated Lined Shipper | 14.2381 | 14.2381 | 14.2381 | 14.2381 | 14.2381 | 14.2381 | 14.2381 | 14.2381 | 14.2381
99
[7 empty] | This is per order unit!!! | [10 empty] | number in order unit or purchased!!
ADD HERE A CALCULATION AREA FOR BOTH 18 AND 36 IN A 12 CUBE!

## BOM SPU New Before ROG Update (hidden)
Item | DESCRIPTION | BREVITEST P/N | CLASSIFICATION OF MATERIAL | SUPPLIER P/N | SUPPLIER | CURRENT DRW VERSION | QTY PER UNIT | UoM | Cost Per Unit | Shipping Cost (per unit) | Cost Per Unit+Shipping Cost | Sales Tax (8.25%) | Total Cost Per Unit | Extended Cost | Lead Time (Days) | Notes | Limiting Inventory (# of SPUs) | # of Items in Order Unit | Mold/Custom Part Confirmed | Amount Current in Inventory for Production | Number of Order Units Needed | Number of Order Units Needed | Do we need to order? | Purchase price needed for each part | Total Purchase Price of Part | Manual Amount Input (Total You Will Order, not excess) | Which is bigger price change | Number of Order Units Needed | Number of Order Units Needed | Total Purchase Price of Part Adjusted | Final Part Cost Dependent on Change | # of SPU -> | 50 |  | Cost per Unit | Number of Units | Total | [9 empty] | SPU Hard Case Price Quotes | [6 empty] | Instructions For Use | 0
1 | Instructions For Use | IFU-SPU-001 | Non-Critical | N/A | In-House Printing | 0 | 1 | ea | 0 | 0 | 0 | 0 | 0 | 0 | N/A |  | 0 | 1 | N/A | 0 | 50 | 50 | YES | 0 | 0 | 0 | 0 | 0 | 0 | 0 | 0 |  |  | Total Cost to produce all new units | 611.5788 | N/A | 5631.9507 | [8 empty] | Catalog Number | Seller | Price Per | Lead Time | Dimensions |  |  |  | M3 x 40 mm SHCS | 0
2 | M3 x 40 mm SHCS | PT-SPU-002 | Non-Critical | 91292A024 | McMaster-Carr | 0 | 2 | ea | 0.158 | 0.01 | 0.168 | 1.0825 | 0.18186 | 0.36372 | 2 |  | 0 | 25 | N/A | 0 | 4 | 4 | YES | 18.186 | 18.186 | 0 | 0.18 | 0 | 0 | 0 | 18.186 |  |  | Retrofit Cost Production | 229.7065 | 0 | 0 |  | 5618 | [6 empty] | YFGB-1507 | Yiwu Yifu Import & Export Co., Ltd. | 5.99 | 27 days | N/A |  |  |  | M3 Self-Retaining Washer - Nylon | 264
3 | M3 Self-Retaining Washer - Nylon | PT-SPU-003 | Non-Critical | 91755A396 | McMaster-Carr | 0 | 4 | ea | 0.0348 | 0.03 | 0.0648 | 1.0825 | 0.070146 | 0.28058 | 2 |  | 66 | 25 | N/A | 264 | -2.56 | 0 | NO | 0 | 0 | 0 | 0.070146 | 0 | 0 | 0 | 0 |  |  | Retrofit Cost R&D | 206.6492 | 0 | 0 | [8 empty] | DPC068 | Ningbo Darer Enclosure Co., Ltd. | 28.8 | 26 days | 387x268x168mm |  |  |  | M3.12 x 8 mm - Torx PlasticThread-Forming | 259
4 | M3.12 x 8 mm - Torx PlasticThread-Forming | PT-SPU-004 | Non-Critical | 99397A441 | McMaster-Carr | 0 | 8 | ea | 0.2836 | 0.01 | 0.2936 | 1.0825 | 0.31782 | 2.5426 | 2 |  | 32.375 | 50 | N/A | 259 | 2.82 | 3 | YES | 47.6733 | 47.6733 | 0 | 0.31782 | 0 | 0 | 0 | 47.6733 |  |  |  |  | Total Cash Required | 5631.9507 | [8 empty] | ZH-433015 | Guangzhou Zeehoo Technology Co., Ltd. | 5.99 | 27 days | 470x370x180mm | Quoted at 6 dollars but on actual website it says 26 so not too sure there |  |  | M3 x 25 mm - low profile SHCS | 159
5 | M3 x 25 mm - low profile SHCS | PT-SPU-005 | Non-Critical | 92855A317 | McMaster-Carr | 0 | 4 | ea | 0.36 | 0.03 | 0.39 | 1.0825 | 0.42218 | 1.6887 | 2 |  | 39.75 | 25 | N/A | 159 | 1.64 | 2 | YES | 21.1088 | 21.1088 | 0 | 0.42218 | 0 | 0 | 0 | 21.1088 | [7 empty] | Adjustable Pricings List | [6 empty] | 382718 | Guangzhou Tsunami Industrial Equipment Co., Ltd. | 20.16 | 29 | 382x271x175mm |  |  |  | M3 split lock washer | 138
6 | M3 split lock washer | PT-SPU-006 | Non-Critical | 91111A118 | McMaster-Carr | 0 | 2 | ea | 0.0271 | 0.03 | 0.0571 | 1.0825 | 0.061811 | 0.12362 | 2 |  | 69 | 100 | N/A | 138 | -0.38 | 0 | NO | 0 | 0 | 0 | 0.061811 | 0 | 0 | 0 | 0 |  |  |  | Item | 0 | 5 | 10 | 20 | 30 | 40 | 50 | 100 | 200 |  | EPC011 | Ningbo Everest Enclosure Tech Co., Ltd. | 15 | 26 | 255x190x115 |  |  |  | M3 High Hex Nut | 80
7 | M3 High Hex Nut | PT-SPU-007 | Non-Critical | 90725A020 | McMaster-Carr | 0 | 2 | ea | 0.1022 | 0.03 | 0.1322 | 1.0825 | 0.14311 | 0.28621 | 2 |  | 40 | 50 | N/A | 80 | 0.4 | 1 | YES | 7.1553 | 7.1553 | 0 | 0.14311 | 0 | 0 | 0 | 7.1553 |  |  |  | Proximal Stage Bracket | 40.64 | 8.13 | 4.07 | 4.07 | 4.07 | 4.07 | 4.07 | 4.02 | 3.82 |  | HT022B | hengtimelimited plastic cases manufacture | 14.5 | 40 | 410x235x148 | Quinny Huang |  |  | Main Magnet - Spherical | 79
8 | Main Magnet - Spherical | PT-SPU-008 | Non-Critical | SP0627 | Super Magnet Man | 0 | 3 | ea | 1.25 | 0.23 | 1.48 | 1.0825 | 1.6021 | 4.8063 | 5 |  | 26.3333 | 50 | N/A | 79 | 1.42 | 2 | YES | 160.21 | 160.21 | 0 | 1.6021 | 0 | 0 | 0 | 160.21 |  |  |  | Distal Bracket | 42.06 | 8.42 | 6.57 | 6.42 | 6.42 | 6.32 | 6.02 | 5.79 | 5.79 |  | MM-TB203 | Mr.Mould Products Co.,Ltd | 15 | 30 | 300x180x153 |  |  |  | Support Magnet - Cylindrical | 340
9 | Support Magnet - Cylindrical | PT-SPU-009 | Non-Critical | D42-N52 | K&J | 0 | 9 | ea | 0.42 | 0.3828 | 0.8028 | 1.0825 | 0.86903 | 7.8213 | 4 |  | 37.7778 | 1 | N/A | 340 | 110 | 110 | YES | 95.5934 | 95.5934 | 0 | 0.86903 | 0 | 0 | 0 | 95.5934 |  |  |  | Collimating Cap Top | 39.45 | 7.89 | 3.95 | 3.95 | 3.95 | 3.95 | 3.95 | 3.9 | 3.9 |  | MM-TB201 | Mr.Mould Products Co.,Ltd | 22 | 30 | 430x290x163 |  |  |  | Holding Magnet - Bar | 14
10 | Holding Magnet - Bar | PT-SPU-010 | Non-Critical | BX041 | K&J | 0 | 1 | ea | 0.75 | 0.4112 | 1.1612 | 1.0825 | 1.257 | 1.257 | 4 |  | 14 | 1 | N/A | 14 | 36 | 36 | YES | 45.252 | 45.252 | 0 | 1.257 | 0 | 0 | 0 | 45.252 |  |  |  | Upper Magnet Bracket | 311.37 | 131.81 | 86.54 | 56.71 | 45.07 | 38.56 | 18.85 | 25.3 | 20.07 |  | 382718 Air | ZeeHoo case Inc | 17.15 | 30 | 380x270x180 | Kiki Lv in conversation |  |  | Upper Magnet Bracket | 20
11 | Upper Magnet Bracket | PT-SPU-012 | Citical | A011912-01 | Xometry | 2 | 1 | ea | 30 | 0.75 | 30.75 | 1.0825 | 33.2869 | 33.2869 | 7 |  | 60 | 1 | Confirmed | 60 | -10 | 0 | NO | 0 | 0 | 0 | 311.37 | 0 | 0 | 0 | 0 |  |  | **Change!!** | Heater Block | 356.28 | 151.38 | 98.85 | 64.55 | 51.51 | 43.74 | 18.85 | 14.31 | 22.13 |  | 3828 | ZeeHoo case Inc | 25 | 30 | 380x280x130 |  |  |  | Heater Block | 38
12 | Heater Block | PT-SPU-013 | Citical | N/A | Xometry | 4 | 1 | ea | 27 | 0 | 27 | 1.0825 | 29.2275 | 29.2275 | 7 |  | 38 | 1 | No | 38 | 12 | 12 | YES | 350.73 | 350.73 | 0 | 356.28 | 0 | 0 | 0 | 350.73 |  |  |  | Stepper Motor | 8.48 | 8.08 | 7.72 | 7.72 | 7.72 | 7.72 | 7.39 | 7.08 | 7.08 | [9 empty] | Proximal Stage Bracket | 13
13 | Proximal Stage Bracket | PT-SPU-014 | Citical | A011914-01 | Xometry | 7 | 1 | ea | 2.94 | 0 | 2.94 | 1.0825 | 3.1825 | 3.1825 | 8 |  | 13 | 1 | Confirmed | 13 | 37 | 37 | YES | 117.7544 | 117.7544 | 0 | 40.64 | 0 | 0 | 0 | 117.7544 |  |  |  | Sheet Metal Enclosure | 229 | 71 | 45 | 30 | 25.58 | 22 | 20.89 | 17 | 14.99 | [9 empty] | Distal Bracket | 0
14 | Distal Bracket | PT-SPU-015 | Citical | A012023-01 | Xometry | 6 | 1 | ea | 4.89 | 0 | 4.89 | 1.0825 | 5.2934 | 5.2934 | 8 |  | 40 | 1 | Confirmed | 40 | 10 | 10 | YES | 52.9342 | 52.9342 | 0 | 42.06 | 0 | 0 | 0 | 52.9342 |  |  |  | Enclosure Front | 6.67 | 6.67 | 6.67 | 6.67 | 6.67 | 6.67 | 6.67 | 6.67 | 6.67 | [9 empty] | Stepper Motor | 24
15 | Stepper Motor | PT-SPU-016 | Non-Critical | 17HS13-0404S1-C6 | OMC-Stepper Motor | 0 | 1 | ea | 10.5 | 4.6 | 15.1 | 1.0825 | 16.3457 | 16.3457 | 8 | 38 alternative units | 24 | 1 | N/A | 24 | 26 | 26 | YES | 424.9895 | 424.9895 | 0 | 8.48 | 0 | 0 | 0 | 424.9895 |  |  |  | Enclosure Back | 6.45 | 6.45 | 6.45 | 6.45 | 6.45 | 6.45 | 6.45 | 6.45 | 6.45 | [9 empty] | 20 Tooth GT-2 Pulley | 34
16 | 20 Tooth GT-2 Pulley | PT-SPU-017 | Non-Critical | 3684N12 | McMaster-Carr | 0 | 1 | ea | 6.04 | 0.03 | 6.07 | 1.0825 | 6.5708 | 6.5708 | 2 |  | 34 | 1 | N/A | 34 | 16 | 16 | YES | 105.1324 | 105.1324 | 0 | 6.5708 | 0 | 0 | 0 | 105.1324 |  |  |  | Structure Top | 6.23 | 6.23 | 6.23 | 6.23 | 6.23 | 6.23 | 6.23 | 6.23 | 6.23 | [9 empty] | Barcode Scanner | 81
17 | Barcode Scanner | PT-SPU-018 | Non-Critical | RT206 | RTScan | 1 | 1 | ea | 58 | 2.3 | 60.3 | 1.0825 | 65.2747 | 65.2747 | 10 | China | 81 | 1 | N/A | 81 | -31 | 0 | NO | 0 | 0 | 0 | 65.2747 | 0 | 0 | 0 | 0 |  |  |  | Structure Bottom | 6.23 | 6.23 | 6.23 | 6.23 | 6.23 | 6.23 | 6.23 | 6.23 | 6.23 | [9 empty] | #4 x 1/4 Flat Head Thread-Forming Screw | 94
18 | #4 x 1/4 Flat Head Thread-Forming Screw | PT-SPU-019 | Non-Critical | 96640A054 | McMaster-Carr | 0 | 4 | ea | 0.3088 | 0.03 | 0.3388 | 1.0825 | 0.36675 | 1.467 | 2 |  | 23.5 | 50 | N/A | 94 | 2.12 | 3 | YES | 55.0127 | 55.0127 | 0 | 0.36675 | 0 | 0 | 0 | 55.0127 |  |  |  | Barrel Jack Assembly | 9.38 | 9.38 | 9.38 | 9.38 | 9.38 | 9.38 | 9.38 | 9.38 | 9.38 | [9 empty] | Sheet Metal Enclosure | 0
19 | Sheet Metal Enclosure | PT-SPU-021 | Non-Critical | A012037-01 | Xometry | 1 | 1 | ea | 20.55 | 0.75 | 21.3 | 1.0825 | 23.0572 | 23.0572 | 11 |  | 50 | 1 | No | 50 | 0 | 0 | NO | 0 | 0 | 0 | 229 | 0 | 0 | 0 | 0 |  |  |  | Main Board | 613 | 199.76 | 155 | 118 | 113.85 | 97.97 | 88 | 67 | 54 | price does not include shipping | [8 empty] | Enclosure Front | 222
20 | Enclosure Front | PT-SPU-022 | Non-Critical | A012038-01 | Xometry | 1 | 1 | ea | 2.18 | 0 | 2.18 | 1.0825 | 2.3599 | 2.3599 | 8 |  | 222 | 1 | TBD | 222 | -172 | 0 | NO | 0 | 0 | 0 | 6.67 | 0 | 0 | 0 | 0 |  |  |  | Stage Board | 423 | 117 | 79 | 50 | 44 | 38 | 33 | 27 | 25 | [9 empty] | Enclosure Back | 218
21 | Enclosure Back | PT-SPU-023 | Non-Critical | A012039-01 | Xometry | 1 | 1 | ea | 2.08 | 0 | 2.08 | 1.0825 | 2.2516 | 2.2516 | 8 |  | 218 | 1 | TBD | 218 | -168 | 0 | NO | 0 | 0 | 0 | 6.45 | 0 | 0 | 0 | 0 |  |  |  | LED Light Assembly | 2.27 | 2.27 | 2.27 | 2.27 | 2.27 | 2.27 | 2.27 | 2.27 | 2.27 | [9 empty] | Heavy Duty Unthreaded Bumpers | 167
22 | Heavy Duty Unthreaded Bumpers | PT-SPU-024 | Non-Critical | 8884T13 | McMaster-Carr | 1 | 4 | ea | 0.205 | 0.03 | 0.235 | 1.0825 | 0.25439 | 1.0175 | 2 |  | 41.75 | 50 | N/A | 167 | 0.66 | 1 | YES | 12.7194 | 12.7194 | 0 | 0.25439 | 0 | 0 | 0 | 12.7194 |  |  |  | Instructions For Use | 0 | 0 | 0 | 0 | 0 | 0 | 0 | 0 | 0 | [9 empty] | Structure Top | 170
23 | Structure Top | PT-SPU-027 | Citical | A012047-01 | Xometry | 4 | 1 | ea | 1.85 | 0 | 1.85 | 1.0825 | 2.0026 | 2.0026 | 8 |  | 170 | 1 | TBD | 170 | -120 | 0 | NO | 0 | 0 | 0 | 6.23 | 0 | 0 | 0 | 0 |  |  |  | MB2:B423 x 40 mm SHCS | 0.18186 | 0.18186 | 0.18186 | 0.18186 | 0.18186 | 0.18186 | 0.18186 | 0.18186 | 0.18186 | [9 empty] | Linear Rail Assembly | 22
24 | Linear Rail Assembly | PT-SPU-028 | Non-Critical | MGN12C1R0100ZFHM | HIWIN | 1 | 1 | ea | 57 | 0.2482 | 57.2482 | 1.0825 | 61.9712 | 61.9712 | 3 |  | 22 | 1 | N/A | 22 | 28 | 28 | YES | 1735.1929 | 1735.1929 | 0 | 61.9712 | 0 | 0 | 0 | 1735.1929 |  |  |  | M3 Self-Retaining Washer - Nylon | 0.070146 | 0.070146 | 0.070146 | 0.070146 | 0.070146 | 0.070146 | 0.070146 | 0.070146 | 0.070146 | [9 empty] | M3 x 10 mm SHCS | 126
25 | M3 x 10 mm SHCS | PT-SPU-029 | Non-Critical | 91292A113 | McMaster-Carr | 0 | 2 | ea | 0.06 | 0.03 | 0.09 | 1.0825 | 0.097425 | 0.19485 | 2 |  | 63 | 100 | N/A | 126 | -0.26 | 0 | NO | 0 | 0 | 0 | 0.097425 | 0 | 0 | 0 | 0 |  |  |  | M3.12 x 8 mm - Torx PlasticThread-Forming | 0.31782 | 0.31782 | 0.31782 | 0.31782 | 0.31782 | 0.31782 | 0.31782 | 0.31782 | 0.31782 |  |  | Domestic Supplier Equivalent | [6 empty] | M3.12 x 12 mm - Torx PlasticThread-Forming | 482
26 | M3.12 x 12 mm - Torx PlasticThread-Forming | PT-SPU-030 | Non-Critical | 99397A448 | McMaster-Carr | 1 | 11 | ea | 0.3074 | 0.01 | 0.3174 | 1.0825 | 0.34359 | 3.7794 | 2 |  | 43.8182 | 50 | N/A | 482 | 1.36 | 2 | YES | 34.3586 | 34.3586 | 0 | 0.34359 | 0 | 0 | 0 | 34.3586 |  |  |  | M3 x 25 mm - low profile SHCS | 0.42218 | 0.42218 | 0.42218 | 0.42218 | 0.42218 | 0.42218 | 0.42218 | 0.42218 | 0.42218 |  |  | Part | Chinese Supplier | Cost | Lead Time | Domestic Alternative Supplier | Domestic Alternative Supplier | Domestic Supplier Cost | Cartridge Heater | 45
27 | Cartridge Heater | PT-SPU-031 | Non-Critical | ASIN : B078BMZVVQ | SUzhou Reheatek | 2 | 1 | ea | 2.95 | 0 | 2.95 | 1.0825 | 3.1934 | 3.1934 | 5 |  | 145 | 10 | N/A | 145 | -9.5 | 0 | NO | 0 | 0 | 0 | 3.1934 | 0 | 0 | 0 | 0 |  |  |  | M3 split lock washer | 0.061811 | 0.061811 | 0.061811 | 0.061811 | 0.061811 | 0.061811 | 0.061811 | 0.061811 | 0.061811 |  |  | Barcode Scanner | RTScan | 65.27 | 10 | https://www.elecbee.com/en-24853-GM65-S-1D-QR-2D-Bar-Code-Scanner-QR-Code-Reader-Barcode-Reader-Module-USB-UART?utm_term=&utm_campaign=&utm_source=adwords&utm_medium=ppc&hsa_acc=9958698819&hsa_cam=21966842558&hsa_grp=172797808953&hsa_ad=723692232845&hsa_src=g&hsa_tgt=pla-2359613831903&hsa_kw=&hsa_mt=&hsa_net=adwords&hsa_ver=3&gad_source=4&gclid=CjwKCAiAzba9BhBhEiwA7glbardLyl5iobbYdpcNwU2QDLXglxg99Q5I3P2IxowNG9w0PZAnMsLZQhoCw2YQAvD_BwE |  | 28.9 | Timing Belt 350 mm (6mm x 3000mm) | 12965
28 | Timing Belt 350 mm (6mm x 3000mm) | PT-SPU-032 | Non-Critical | 3682N1 | McMaster-Carr | 0 | 350 | mm | 0.012 | 0.01 | 0.022 | 1.0825 | 0.023815 | 8.3353 | 2 |  | 37.0429 | 1 | N/A | 12965 | 4535 | 4535 | YES | 108.001 | 108.001 | 0 | 0.023815 | 0 | 0 | 0 | 108.001 |  |  |  | M3 High Hex Nut | 0.14311 | 0.14311 | 0.14311 | 0.14311 | 0.14311 | 0.14311 | 0.14311 | 0.14311 | 0.14311 |  |  | Laser Filter | Nano Macro Optics Co., Ltd | 2.2 | 17-21 | As of now, edmund optics, https://www.edmundoptics.com/f/dichroic-longpass-filters/14288/ |  | 24.86 | Torx T5 - M1.6x3 (Screws - Barcode Scanner) | 126
29 | Torx T5 - M1.6x3 (Screws - Barcode Scanner) | PT-SPU-033 | Non-Critical | 90910A900 | McMaster-Carr | 0 | 2 | ea | 0.1352 | 0.03 | 0.1652 | 1.0825 | 0.17883 | 0.35766 | 2 |  | 63 | 100 | N/A | 126 | -0.26 | 0 | NO | 0 | 0 | 0 | 0.17883 | 0 | 0 | 0 | 0 |  |  |  | Main Magnet - Spherical | 1.6021 | 1.6021 | 1.6021 | 1.6021 | 1.6021 | 1.6021 | 1.6021 | 1.6021 | 1.6021 |  |  | Laser Lens | Shenzhen Tyson Technology Co., Ltd. | 3.25 | 17-21 | https://www.electromaker.io/shop/product/collimating-lens-15-degrees |  |  | Motion to Sensor Flat Flex Cable (FFC) | 37
30 | Motion to Sensor Flat Flex Cable (FFC) | PT-SPU-034 | Non-Critical | A9CCA-1203E-ND | Digikey | 1 | 1 | ea | 5.55 | 0.035 | 5.585 | 1.0825 | 6.0458 | 6.0458 | 5 |  | 37 | 5 | N/A | 37 | 2.6 | 3 | YES | 90.6864 | 90.6864 | 0 | 6.0458 | 0 | 0 | 0 | 90.6864 |  |  |  | Support Magnet - Cylindrical | 0.86903 | 0.86903 | 0.86903 | 0.86903 | 0.86903 | 0.86903 | 0.86903 | 0.86903 | 0.86903 |  |  | Laser Diode | TBD | 1.4 | TBD | https://ampul.eu/en/laser-diodes-modules/2650-laser-diode-405nm-20mw-diameter-56mm | https://www.electromaker.io/shop/product/blue-laser-diode-metal-can?srsltid=AfmBOoqNSfWaCKfb-dBLvLO15C_gL1M7sRcEMowqDXc9BgdmN2dRj3cWzpQ&gQT=1 |  | Particle M-SOM | 30
31 | Particle M-SOM | PT-SPU-035 | Citical | ARGN-H | Particle | 1 | 1 | ea | 45.99 | 0.445 | 46.435 | 1.0825 | 50.2659 | 50.2659 | 7 |  | 30 | 1 | N/A | 30 | 20 | 20 | YES | 1005.3178 | 1005.3178 | 0 | 50.2659 | 0 | 0 | 0 | 1005.3178 |  |  |  | Holding Magnet - Bar | 1.257 | 1.257 | 1.257 | 1.257 | 1.257 | 1.257 | 1.257 | 1.257 | 1.257 |  |  | LED Light Assembly | WirenGo | 2.27 | TBD | https://www.xometry.com/assembly-services/?utm_term=cable%20%26%20harness%20assembly&utm_campaign=PB:G%7CNT:SN%7CAN:Manufacturing%7CCN:Value-Added_Solutions_Broad&utm_source=adwords&utm_medium=ppc&hsa_acc=3789459769&hsa_cam=21821183696&hsa_grp=172891576710&hsa_ad=717565240446&hsa_src=g&hsa_tgt=kwd-2370966678664&hsa_kw=cable%20%26%20harness%20assembly&hsa_mt=b&hsa_net=adwords&hsa_ver=3&gad_source=1&gclid=CjwKCAiA2cu9BhBhEiwAft6IxIHgy68h4h9u9XG5wlon1YwOsAPY0It1YCWzPrpVqDaKZ77LW05L6hoCF3MQAvD_BwE | NOTEL Different Specs! ^^^ |  | Acrylic Mirror - 23mm X 27mm | 173
32 | Acrylic Mirror - 23mm X 27mm | PT-SPU-036 | Non-Critical | N/A | TBD | 0 | 1 | ea | 1.23 | 0 | 1.23 | 1.0825 | 1.3315 | 1.3315 |  |  | 173 | 1 | N/A | 173 | -123 | 0 | NO | 0 | 0 | 0 | 1.3315 | 0 | 0 | 0 | 0 |  |  |  | 20 Tooth GT-2 Pulley | 6.5708 | 6.5708 | 6.5708 | 6.5708 | 6.5708 | 6.5708 | 6.5708 | 6.5708 | 6.5708 | [6 empty] | https://www.optronicsinc.com/usa_harness/Home.aspx |  |  | Oil-Embedded Sleeve Bearing | 72
33 | Oil-Embedded Sleeve Bearing | PT-SPU-041 | Non-Critical | 6659K671 | McMaster-Carr | 0 | 2 | ea | 2.94 | 0.01 | 2.95 | 1.0825 | 3.1934 | 6.3867 | 2 |  | 36 | 1 | N/A | 72 | 28 | 28 | YES | 89.4145 | 89.4145 | 0 | 3.1934 | 0 | 0 | 0 | 89.4145 |  |  |  | Barcode Scanner | 65.2747 | 65.2747 | 65.2747 | 65.2747 | 65.2747 | 65.2747 | 65.2747 | 65.2747 | 65.2747 | [6 empty] | https://wiseharness.com/ |  |  | Structure Bottom | 221
34 | Structure Bottom | PT-SPU-044 | Non-Critical | A012068-01 | Xometry | 3 | 1 | ea | 2.08 | 0 | 2.08 | 1.0825 | 2.2516 | 2.2516 | 8 |  | 221 | 1 | TBD | 221 | -171 | 0 | NO | 0 | 0 | 0 | 6.23 | 0 | 0 | 0 | 0 |  |  |  | #4 x 1/4 Flat Head Thread-Forming Screw | 0.36675 | 0.36675 | 0.36675 | 0.36675 | 0.36675 | 0.36675 | 0.36675 | 0.36675 | 0.36675 | [9 empty] | Barrel Jack Assembly | 34
35 | Barrel Jack Assembly | PT-SPU-046 | Non-Critical | DCC-2275-ND | Digikey | 3 | 1 | ea | 9.88 | 0 | 9.88 | 1.0825 | 10.6951 | 10.6951 | 5 | may take up to a week for manufacturing according to digikey due to custom part and assembly | 134 | 1 | Confirmed | 134 | -84 | 0 | NO | 0 | 0 | 0 | 9.38 | 0 | 0 | 0 | 0 |  |  |  | Heavy Duty Unthreaded Bumpers | 0.25439 | 0.25439 | 0.25439 | 0.25439 | 0.25439 | 0.25439 | 0.25439 | 0.25439 | 0.25439 |  |  | Purchasing List | [6 empty] | Undersized Dowel Pin 18-8 Stainless Steel, 5 mm Diameter, 20 mm Long | 30
36 | Undersized Dowel Pin 18-8 Stainless Steel, 5 mm Diameter, 20 mm Long | PT-SPU-051 | Non-Critical | 97049A116 | McMaster-Carr | 0 | 2 | ea | 0.4108 | 0.03 | 0.4408 | 1.0825 | 0.47717 | 0.95433 | 2 |  | 15 | 25 | N/A | 30 | 2.8 | 3 | YES | 35.7874 | 35.7874 | 0 | 0.47717 | 0 | 0 | 0 | 35.7874 |  |  |  | Linear Rail Assembly | 61.9712 | 61.9712 | 61.9712 | 61.9712 | 61.9712 | 61.9712 | 61.9712 | 61.9712 | 61.9712 |  |  | Lens | https://www.alibaba.com/product-detail/Optical-Glass-Aspheric-Collimating-Lens-2_62485347010.html?spm=a2700.galleryofferlist.normal_offer.d_title.301713a0vTy9Mq | 200 | 600 |  |  |  | Off-White Nylon Unthreaded Spacer 3-16 OD | 127
37 | Off-White Nylon Unthreaded Spacer 3-16 OD | PT-SPU-052 | Non-Critical | 94639A701 | McMaster-Carr | 0 | 2 | ea | 0.1145 | 0.03 | 0.1445 | 1.0825 | 0.15642 | 0.31284 | 2 |  | 63.5 | 100 | N/A | 127 | -0.27 | 0 | NO | 0 | 0 | 0 | 0.15642 | 0 | 0 | 0 | 0 |  |  |  | M3 x 10 mm SHCS | 0.097425 | 0.097425 | 0.097425 | 0.097425 | 0.097425 | 0.097425 | 0.097425 | 0.097425 | 0.097425 |  |  | Diode | https://www.ebay.com/itm/126673311841 | 200 | 237.42 |  |  |  | Motion Board Fuse | 140
38 | Motion Board Fuse | PT-SPU-053 | Non-Critical | 486-4564-1-ND | Digikey | 0 | 1 | ea | 0.709 | 0.035 | 0.744 | 1.0825 | 0.80538 | 0.80538 | 5 |  | 140 | 1 | N/A | 140 | -90 | 0 | NO | 0 | 0 | 0 | 0.80538 | 0 | 0 | 0 | 0 |  |  |  | M3.12 x 12 mm - Torx PlasticThread-Forming | 0.34359 | 0.34359 | 0.34359 | 0.34359 | 0.34359 | 0.34359 | 0.34359 | 0.34359 | 0.34359 |  |  | Filter | contacted, nano macro optics Co., ltd | Quote requested |  |  |  |  | Adhesive Tape for Antenna | 52
39 | Adhesive Tape for Antenna | PT-SPU-054 | Non-Critical | ASINB073XS3CHW | Amazon | 0 | 1 | ea | 0.2775 | 0 | 0.2775 | 1.0825 | 0.30039 | 0.30039 | 2 |  | 52 | 1 | N/A | 52 | -2 | 0 | NO | 0 | 0 | 0 | 0.30039 | 0 | 0 | 0 | 0 |  |  |  | Cartridge Heater | 3.1934 | 3.1934 | 3.1934 | [8 empty] | Barcode Scanner |  | Requested Quote for 50, 75, and 100 |  |  |  |  | Top Label | 0
40 | Top Label | PT-SPU-056 | Non-Critical | Avery 5523 | Amazon | 1 | 1 | ea | 0.07 | 0 | 0.07 | 1.0825 | 0.075775 | 0.075775 | 2 |  | 0 | 1 | N/A | 0 | 50 | 50 | YES | 3.7888 | 3.7888 | 0 | 0.075775 | 0 | 0 | 0 | 3.7888 |  |  |  | Timing Belt 350 mm (6mm x 3000mm) | 0.023815 | 0.023815 | 0.023815 | 0.023815 | 0.023815 | 0.023815 | 0.023815 | 0.023815 | 0.023815 | [9 empty] | UDI Label | 0
41 | UDI Label | PT-SPU-058 | Non-Critical | Avery 5523 | Amazon | 1 | 3 | ea | 0.07 | 0 | 0.07 | 1.0825 | 0.075775 | 0.22733 | 2 |  | 0 | 1 | N/A | 0 | 150 | 150 | YES | 11.3663 | 11.3663 | 0 | 0.075775 | 0 | 0 | 0 | 11.3663 |  |  |  | Torx T5 - M1.6x3 (Screws - Barcode Scanner) | 0.17883 | 0.17883 | 0.17883 | 0.17883 | 0.17883 | 0.17883 | 0.17883 | 0.17883 | 0.17883 | [9 empty] | Front Label | 0
42 | Front Label | PT-SPU-059 | Non-Critical | Avery 5523 | Amazon | 1 | 1 | ea | 0.07 | 0 | 0.07 | 1.0825 | 0.075775 | 0.075775 | 2 |  | 0 | 1 | N/A | 0 | 50 | 50 | YES | 3.7888 | 3.7888 | 0 | 0.075775 | 0 | 0 | 0 | 3.7888 |  |  |  | Motion to Sensor Flat Flex Cable (FFC) | 6.0458 | 6.0458 | 6.0458 | 6.0458 | 6.0458 | 6.0458 | 6.0458 | 6.0458 | 6.0458 | [9 empty] | Bubble Wrap - Bag | 119
43 | Bubble Wrap - Bag | PT-SPU-061 | Non-Critical | S-2868 | ULine | 1 | 2 | ea | 0.476 | 0.0532 | 0.5292 | 1.0825 | 0.57286 | 1.1457 |  |  | 59.5 | 1 | N/A | 119 | -19 | 0 | NO | 0 | 0 | 0 | 0.57286 | 0 | 0 | 0 | 0 |  |  |  | Particle M-SOM | 50.2659 | 50.2659 | 50.2659 | 50.2659 | 50.2659 | 50.2659 | 50.2659 | 50.2659 | 50.2659 | [9 empty] | 12V Medical Grade Power Supply | 30
44 | 12V Medical Grade Power Supply | PT-SPU-063 | Non-Critical | 1866-2016-ND | Digikey | 0 | 1 | ea | 26.07 | 0.035 | 26.105 | 1.0825 | 28.2587 | 28.2587 | 5 |  | 30 | 1 | N/A | 30 | 20 | 20 | YES | 565.1733 | 565.1733 | 0 | 28.2587 | 0 | 0 | 0 | 565.1733 |  |  |  | Acrylic Mirror - 23mm X 27mm | 1.3315 | 1.3315 | 1.3315 | 1.3315 | 1.3315 | 1.3315 | 1.3315 | 1.3315 | 1.3315 | [9 empty] | Power Supply Power Cord | 50
45 | Power Supply Power Cord | PT-SPU-064 | Non-Critical | 1847-PC-ABK003F-ND 85AJ0992 | Digikey Newark | 1 | 1 | ea | 1.99 | 0.1998 | 2.1898 | 1.0825 | 2.3705 | 2.3705 | 5 |  | 50 | 50 | N/A | 50 | 0 | 0 | NO | 0 | 0 | 0 | 2.3705 | 0 | 0 | 0 | 0 |  |  |  | Oil-Embedded Sleeve Bearing | 3.1934 | 3.1934 | 3.1934 | 3.1934 | 3.1934 | 3.1934 | 3.1934 | 3.1934 | 3.1934 | [9 empty] | Shipping Bolt - Phillips Rounded Head | 10
46 | Shipping Bolt - Phillips Rounded Head | PT-SPU-065 | Non-Critical | 99461A208 | McMaster-Carr | 0 | 1 | ea | 0.34 | 0.03 | 0.37 | 1.0825 | 0.40053 | 0.40053 | 2 |  | 10 | 25 | N/A | 10 | 1.6 | 2 | YES | 20.0263 | 20.0263 | 0 | 0.40053 | 0 | 0 | 0 | 20.0263 |  |  |  | Undersized Dowel Pin 18-8 Stainless Steel, 5 mm Diameter, 20 mm Long | 0.47717 | 0.47717 | 0.47717 | 0.47717 | 0.47717 | 0.47717 | 0.47717 | 0.47717 | 0.47717 | [9 empty] | Shipping Box | 52
47 | Shipping Box | PT-SPU-066 | Non-Critical | S-4782 | ULine | 0 | 1 | ea | 0.0352 | 0.0034 | 0.0386 | 1.0825 | 0.041785 | 0.041785 | 2 |  | 52 | 25 | N/A | 52 | -0.08 | 0 | NO | 0 | 0 | 0 | 0.041785 | 0 | 0 | 0 | 0 |  |  |  | Off-White Nylon Unthreaded Spacer 3-16 OD | 0.15642 | 0.15642 | 0.15642 | 0.15642 | 0.15642 | 0.15642 | 0.15642 | 0.15642 | 0.15642 | [9 empty] | Corner Foam | 440
48 | Corner Foam | PT-SPU-067 | Non-Critical | S-23844 | ULine | 0 | 8 | ea | 1.7188 | 0.0034 | 1.7222 | 1.0825 | 1.8642 | 14.9138 | 2 |  | 55 | 1 | N/A | 440 | -40 | 0 | NO | 0 | 0 | 0 | 1.8642 | 0 | 0 | 0 | 0 |  |  |  | Motion Board Fuse | 0.80538 | 0.80538 | 0.80538 | 0.80538 | 0.80538 | 0.80538 | 0.80538 | 0.80538 | 0.80538 | [9 empty] | Cardboard Insert | 711
49 | Cardboard Insert | PT-SPU-068 | Non-Critical | S-18193 | ULine | 0 | 12 | ea | 0.24 | 0.0034 | 0.2434 | 1.0825 | 0.26348 | 3.1618 | 2 |  | 59.25 | 1 | N/A | 711 | -111 | 0 | NO | 0 | 0 | 0 | 0.26348 | 0 | 0 | 0 | 0 |  |  |  | Adhesive Tape for Antenna | 0.30039 | 0.30039 | 0.30039 | 0.30039 | 0.30039 | 0.30039 | 0.30039 | 0.30039 | 0.30039 | [9 empty] | Packaging Tape | 65910
50 | Packaging Tape | PT-SPU-069 | Non-Critical | S-2350 | ULine | 0 | 30 | in | 0.0027 | 0.0034 | 0.0061 | 1.0825 | 0.0066032 | 0.1981 | 2 |  | 2197 | 1 | N/A | 65910 | -64410 | 0 | NO | 0 | 0 | 0 | 0.0066032 | 0 | 0 | 0 | 0 |  |  |  | Top Label | 0.075775 | 0.075775 | 0.075775 | 0.075775 | 0.075775 | 0.075775 | 0.075775 | 0.075775 | 0.075775 | [9 empty] | DC Input Label | 78
51 | DC Input Label | PT-SPU-070 | Non-Critical | Avery 94102 | Avery | 0 | 1 | ea | 0.009875 | 0 | 0.009875 | 1.0825 | 0.01069 | 0.01069 | 2 |  | 78 | 1 | N/A | 78 | -28 | 0 | NO | 0 | 0 | 0 | 0.01069 | 0 | 0 | 0 | 0 |  |  |  | UDI Label | 0.075775 | 0.075775 | 0.075775 | 0.075775 | 0.075775 | 0.075775 | 0.075775 | 0.075775 | 0.075775 | [9 empty] | Barrel Jack Label | 81
52 | Barrel Jack Label | PT-SPU-071 | Non-Critical | Avery 94102 | Avery | 0 | 1 | ea | 0.009875 | 0 | 0.009875 | 1.0825 | 0.01069 | 0.01069 | 2 |  | 81 | 1 | N/A | 81 | -31 | 0 | NO | 0 | 0 | 0 | 0.01069 | 0 | 0 | 0 | 0 |  |  |  | Front Label | 0.075775 | 0.075775 | 0.075775 | 0.075775 | 0.075775 | 0.075775 | 0.075775 | 0.075775 | 0.075775 | [9 empty] | Collimating Cap Bottom | 0
52 | Collimating Cap Bottom | PT-SPU-XXX |  | TBD | Xometry | 0 | 1 | ea | 3.95 | 0 | 3.95 | 1.0825 | 4.2759 | 4.2759 | 7 |  | 0 | 1 | No | 10 | 40 | 40 | YES | 171.035 | 171.035 | 0 | 39.45 | 0 | 0 | 0 | 171.035 |  |  |  | Collimating Cap Bottom | 39.45 | 7.89 | 3.95 | 3.95 | 3.95 | 3.95 | 3.95 | 3.9 | 3.9 | [9 empty] | Collimating Cap Top | 0
53 | Collimating Cap Top | PT-SPU-077 |  | N/A | Xometry | 0 | 1 | ea | 3.95 | 0 | 3.95 | 1.0825 | 4.2759 | 4.2759 | 8 |  | 10 | 1 | No | 10 | 40 | 40 | YES | 171.035 | 171.035 | 0 | 39.45 | 0 | 0 | 0 | 171.035 |  |  |  | Bubble Wrap - Bag | 0.57286 | 0.57286 | 0.57286 | 0.57286 | 0.57286 | 0.57286 | 0.57286 | 0.57286 | 0.57286 | [9 empty] | Diode Manifold Screws | 0
54 | Diode Manifold Screws | PT-SPU-XXX |  | 92095A453 | McMaster-Carr | 0 | 2 | ea | 0.59 | 0.08 | 0.67 | 1.0825 | 0.72527 | 1.4505 | 2 |  | 0 | 50 | N/A | 0 | 2 | 2 | YES | 72.5275 | 72.5275 | 0 | 0.72527 | 0 | 0 | 0 | 72.5275 |  |  |  | 12V Medical Grade Power Supply | 28.2587 | 28.2587 | 28.2587 | 28.2587 | 28.2587 | 28.2587 | 28.2587 | 28.2587 | 28.2587 | [9 empty] | Laser Lenses | 186
55 | Laser Lenses | PT-SPU-XXX |  | N/A | Changchun RealPoo Photoelectric Co., LTD | 0 | 6 | ea | 3 | 0 | 3 | 1.0825 | 3.2475 | 19.485 | 17 - 21 | China | 81 | 1 | N/A | 486 | -186 | 0 | NO | 0 | 0 | 0 | 3.2475 | 0 | 0 | 0 | 0 |  |  |  | Power Supply Power Cord | 2.3705 | 2.3705 | 2.3705 | 2.3705 | 2.3705 | 2.3705 | 2.3705 | 2.3705 | 2.3705 | [9 empty] | Laser Filter | 156
56 | Laser Filter | PT-SPU-XXX |  | 69-898 | Emma Technology Company | 0 | 1 | ea | 1.1 | 1 | 2.1 | 1.0825 | 2.2732 | 2.2732 | 17 - 21 | China | 156 | 1 | N/A | 156 | -106 | 0 | NO | 0 | 0 | 0 | 2.2 | 0 | 0 | 0 | 0 |  |  |  | Shipping Bolt - Phillips Rounded Head | 0.40053 | 0.40053 | 0.40053 | 0.40053 | 0.40053 | 0.40053 | 0.40053 | 0.40053 | 0.40053 | [9 empty] | Stage Board | 0
57 | Stage Board | SBA-SPU-001 | Citical | 5x073fe-nw6jbg9 | MacroFab | 1 | 1 | ea | 55 | 0.24 | 55.24 | 1.0825 | 59.7973 | 59.7973 | 20 - 30 |  | 100 | 1 | Confirmed | 100 | -50 | 0 | NO | 0 | 0 | 0 | 423 | 0 | 0 | 0 | 0 |  |  |  | Shipping Box | 0.041785 | 0.041785 | 0.041785 | 0.041785 | 0.041785 | 0.041785 | 0.041785 | 0.041785 | 0.041785 | [9 empty] | Main Board | 0
58 | Main Board | SBA-SPU-002 | Citical | 17x9rhv-6wd2ty8 | MacroFab | 2 | 1 | ea | 87 | 0.24 | 87.24 | 1.0825 | 94.4373 | 94.4373 | 20 - 30 |  | 100 | 1 | Confirmed | 100 | -50 | 0 | NO | 0 | 0 | 0 | 613 | 0 | 0 | 0 | 0 |  |  |  | Corner Foam | 1.8642 | 1.8642 | 1.8642 | 1.8642 | 1.8642 | 1.8642 | 1.8642 | 1.8642 | 1.8642 | [9 empty] | Laser Diode | 80
60 | Laser Diode |  |  |  | TBD | 0 | 3 | ea | 1.3 | 0 | 1.3 | 1.0825 | 1.4073 | 4.2218 | TBD | China | 93.3333 | 100 | N/A | 280 | -1.3 | 0 | NO | 0 | 0 | 0 | 1.4073 | 0 | 0 | 0 | 0 |  |  |  | Cardboard Insert | 0.26348 | 0.26348 | 0.26348 | 0.26348 | 0.26348 | 0.26348 | 0.26348 | 0.26348 | 0.26348 | [9 empty] | LED Light Assembly | 71
61 | LED Light Assembly |  |  |  | WirinGo | 0 | 1 | ea | 2.27 | 0.3 | 2.57 | 1.0825 | 2.782 | 2.782 |  | China | 171 | 1 | N/A | 171 | -121 | 0 | YES | 0 | 0 | 0 | 2.27 | 0 | 0 | 0 | 0 |  |  |  | Packaging Tape | 0.0066032 | 0.0066032 | 0.0066032 | 0.0066032 | 0.0066032 | 0.0066032 | 0.0066032 | 0.0066032 | 0.0066032
[35 empty] | DC Input Label | 0.01069 | 0.01069 | 0.01069 | 0.01069 | 0.01069 | 0.01069 | 0.01069 | 0.01069 | 0.01069
[35 empty] | Barrel Jack Label | 0.01069 | 0.01069 | 0.01069 | 0.01069 | 0.01069 | 0.01069 | 0.01069 | 0.01069 | 0.01069
|  |  |  | Potential Laser Diode Chinese Companies | https://www.alibaba.com/product-detail/Laser-Module-25mW-Semiconductor-Diode-Laser_1601039284433.html?spm=a2700.shop_plgr.41413.28.6ef37121HVCEM5 | [29 empty] | Diode Manifold Screws | 0.72527 | 0.72527 | 0.72527 | 0.72527 | 0.72527 | 0.72527 | 0.72527 | 0.72527 | 0.72527
[5 empty] | https://www.alibaba.com/product-detail/ZBW-spare-parts-hair-removal-450nm_1600706404638.html?spm=a2700.shop_plgr.41413.3.76427121BLvBsp | [29 empty] | Laser Diode | 1.4073 | 1.4073 | 1.4073 | 1.4073 | 1.4073 | 1.4073 | 1.4073 | 1.4073 | 1.4073
[5 empty] | https://dglanji.m.en.alibaba.com/productgrouplist-218283642/405nm_410nm_laser_diode.html | [29 empty] | Laser Lenses | 3.2475 | 3.2475 | 3.2475 | 3.2475 | 3.2475 | 3.2475 | 3.2475 | 3.2475 | 3.2475
[5 empty] | https://www.alibaba.com/product-detail/TO56-405nm-20mw-Violet-Laser-Diode_60762924117.html?spm=a2700.shop_plgr.41413.37.38ac7121U6Ujwf | [29 empty] | Laser Filter | 2.2 | 2.2 | 2.2 | 2.2 | 2.2 | 2.2 | 2.2 | 2.2 | 2.2
[5 empty] | https://www.alibaba.com/product-detail/In-Stock-Blue-Violet-TO56-405nm_60760932711.html?spm=a2700.shop_plgr.41413.19.38ac7121U6Ujwf | [29 empty] | M3 x 40 mm SHCS | 0.18 | 0.18 | 0.18 | 0.18 | 0.18 | 0.18 | 0.18 | 0.18 | 0.18
https://www.alibaba.com/product-detail/Super-Quality-Low-Power-405nm-20mw_60761713249.html?spm=a2700.shop_plgr.41413.29.38ac7121U6Ujwf
Note on AK15: ====== ID#AAABesw5aL4 tc={33EC9B1E-4A99-4401-84A4-889DDD37D064} (2025-02-25 20:23:23) [Threaded comment] Your version of Excel allows you to read this threaded comment; however, any edits to it will get removed if the file is opened in a newer version of Excel. Learn more: https://go.microsoft.com/fwlink/?linkid=870924 Comment: NEED TO CONFIRM PRICINGS WITH XOMETRY!!

## BOM SPU Shipping - Only SPU (hidden)
Item | DESCRIPTION | BREVITEST P/N | CLASSIFICATION OF MATERIAL | SUPPLIER P/N | SUPPLIER | CURRENT DRW VERSION | QTY PER Order | UoM | Cost Per Unit | Shipping Cost (per unit) | Cost Per Unit+Shipping Cost | Sales Tax (8.25%) | Total Cost Per Unit | Extended Cost | Lead Time (Days) | Notes | Limiting Inventory (# of Orders) | # of Items in Order Unit | Mold/Custom Part Confirmed | Amount Current in Inventory for Production | Number of Order Units Needed | Number of Order Units Needed | Do we need to order? | Purchase price needed for each part | Total Purchase Price of Part | Manual Amount Input (Total You Will Order, not excess) | Which is bigger price change | Number of Order Units Needed | Number of Order Units Needed | Total Purchase Price of Part Adjusted | Final Part Cost Dependent on Change | # of SPU Shipments -> | 50 | *Based on 18 Cartridge Shipment* | [5 empty] | Adjustable Pricings List
1 | Instructions For Use | IFU-SPU-001 | Non-Critical | N/A | In-House Printing | 0 | 1 | ea | 0.1 | 0.035 | 0.135 | 1.0825 | 0.14614 | 0.14614 | 30sec |  | 0 | 1 | N/A | 0 | 50 | 50 | YES | 7.3069 | 7.3069 | 0 | #N/A | 0 | 0 | #N/A | #N/A | Total Money Required for Orders | #N/A |  | Item | 0 | 5 | 10 | 20 | 30 | 40 | 50 | 100 | 200
2 | SPU | SPU-001 | Critical | SPU-001 | The Boys | 160s | 1 | ea | 611.5788 | 0.035 | 611.6138 | 1.0825 | 662.0719 | 662.0719 | Ask Nick |  | 10 | 1 | N/A | 10 | 40 | 40 | YES | 26482.8767 | 26482.8767 | 0 | #N/A | 0 | 0 | #N/A | #N/A |  | Total Cost of one Shipment excluding Shipping | 717.6691 | Instructions For Use | 0.14614 | 0.14614 | 0.14614 | 0.14614 | 0.14614 | 0.14614 | 0.14614 | 0.14614 | 0.14614
5 | SPU Internal Box | PT-SPU-XXX | Critical | N/A | The Custom Pack | 0 | 1 | ea | 50.3 | 0 | 50.3 | 1.0825 | 54.4497 | 54.4497 |  |  | 0 |  | N/A |  | #DIV/0! | #DIV/0! | #DIV/0! | #DIV/0! | #DIV/0! | 0 | #N/A | #DIV/0! | #DIV/0! | #DIV/0! | #DIV/0! |  |  |  | Power Supply | 9.99 | 9.99 | 9.99 | 9.99 | 9.99 | 9.99 | 9.99 | 9.99 | 9.99
6 | SPU Shipping Box | PT-SPU-XXX | Non-Critical | S-4485 | Uline | 0 | 1 | ea | 0.89 | 0.035 | 0.925 | 1.0825 | 1.0013 | 1.0013 | 5 |  | 0 | 25 | N/A | 0 | 2 | 2 | YES | 50.0656 | 50.0656 | 0 | #N/A | 0 | 0 | #N/A | #N/A |  |  |  | SPU Internal Box | 54.4497 | 54.4497 | 54.4497 | 54.4497 | 54.4497 | 54.4497 | 54.4497 | 54.4497 | 54.4497 | Will reduce with bulk
[35 empty] | SPU Shipping Box | 1.0013 | 1.0013 | 1.0013 | 1.0013 | 1.0013 | 1.0013 | 1.0013 | 1.0013 | 1.0013
#REF!
[7 empty] | This is per order unit!!! | [10 empty] | number in order unit or purchased!!

## Cortisol Assay BOM (hidden)
Well 1 | Well 2 | Well 3 | Well 4 | Well 5 | Well 6
sample diluent | bead mix | qdot tracer | wash buffer | wash buffer | elution buffer
| BSA Beads | Super Q Dot | Wash Buffer | Wash Buffer | Elution Buffer
Carboxyl Dynabeads
MES Hydrate
NaOH
HCL
NHS
EDC
BSA Hydrate
Tween-20
PBS
Reference Active Beads
BSA Beads
Mannose isothiocynate
sodium biocarbonate
PBS
DMSO
Cortisol Active Beads
Bead Buffer